## Price List
Fire Detection & Alarm Systems - Price List
Effective: March 2026 ¦ All prices in GBP (£) exclusive of VAT
Part Number | Item Description | Price (£) | Price (-73%) | Product Name | Dimensions | Weight | IP Rating | Supply Voltage | Datasheet
CONVENTIONAL SYSTEMS
FireClass Essential
508.032.730 | FC Essential 2 Zone Panel | 428.96 |  | Essential 2 Fire Control Panel, Essential 4 Fire Control Panel | 282 mm x 352 mm x 86 mm (H x W x D) | 2.15 kg, without batteries | IP30 | 230 VAC -15/+10%, 50/60 Hz | View Datasheet
508.032.731 | FC Essential 4 Zone Panel | 511.03 |  | Essential 2 Fire Control Panel, Essential 4 Fire Control Panel | 282 mm x 352 mm x 86 mm (H x W x D) | 2.15 kg, without batteries | IP30 | 230 VAC -15/+10%, 50/60 Hz | View Datasheet
508.032.732 | FC Essential 4 Zone Motherboard | 431.81 |  | FC Essential 4 Zone Motherboard | 282 mm x 352 mm x 86 mm | 2.15 kg | IP30 | 230 VAC -15/+10%, 50/60 Hz | View Datasheet
508.032.733 | FC Essential 2 Zone Motherboard | 348.65 |  | FC Essential 2 Zone Motherboard | 282 mm x 352 mm x 86 mm | 2.15 kg | IP30 | 230 VAC -15/+10%, 50/60 Hz | View Datasheet
Prescient III Conventional Gas Releasing Panel
508.033.751 | Fireclass Prescient 3 Gas Panel | 1602.01 |  | Fireclass Prescient 3 Gas Panel | 468 mm x 335 mm x 115 | 4.5 kg | IP30 | 230 VAC -15/+10%, 50/60 Hz | View Datasheet
508.033.753 | Fireclass Prescient 3 SLU 2 | 939.95 |  | Fireclass Prescient 3 SLU 2 | 468 mm x 335 mm x 115 | 4.5 kg | IP30 | 230 VAC -15/+10%, 50/60 Hz | View Datasheet
508.033.754 | Fireclass Prescient 3 SLU 3 | 1184.35 |  | Fireclass Prescient 3 SLU 3 | 468 mm x 335 mm x 115 | 4.5 kg | IP30 | 230 VAC -15/+10%, 50/60 Hz | View Datasheet
508.033.755 | Fireclass Prescient 3 SLU 4 | 1873.13 |  | Fireclass Prescient 3 SLU 4 | 468 mm x 335 mm x 115 | 4.5 kg | IP30 | 230 VAC -15/+10%, 50/60 Hz | View Datasheet
Gas Releasing Spares and Devices
2605183 | Motherboard for Prescient III | 1585.62 |  | Motherboard for Prescient III | 468 mm x 335 mm x 115 | 4.5 kg | IP30 | 230 VAC -15/+10%, 50/60 Hz | View Datasheet
509.030.113 | Extinguishing Release Manual Callpoint EN12094 | 40.77 |  | Extinguishing Release Manual Call Point EN12094 |  |  | IP24 |  | View Datasheet
509.030.114 | Extinguishing Release Weatherproof Manual Callpoint EN12094 | 213.54 |  | Extinguishing Release Weatherproof Manual Call Point EN12094 |  |  | IP67 |  | View Datasheet
509.030.115 | Extinguishing Abort Manual Callpoint EN12094 | 40.77 |  | Extinguishing Abort Manual Call Point EN12094 |  |  | IP24 |  | View Datasheet
509.030.116 | Extinguishing Abort Weatherproof Manual Callpoint EN12094 | 213.54 |  | Extinguishing Abort Weatherproof Manual Call Point EN12094 |  |  | IP67 |  | View Datasheet
509.030.121 | Extinguishing Hold Off Manual Callpoint | 109.4 |  | Extinguishing Hold Off Manual Call Point |  |  | IP24 |  | View Datasheet
Conventional Detectors
516.600.006 | 601F Solar Blind Infrared Point Flame Detector | 715.23 |  | 601F Solar Blind Infrared Point Flame Detector | 100 mm x 42 mm | 111 g | IP43 | 12 VDC to 33 VDC | View Datasheet
516.900.001 | 701P Conventional Optical Detector (EN) | 24.53 |  | 701P Conventional Optical Detector (EN) | 100 mm x 42 mm | 76 g | IP43 | 12 VDC to 33 VDC | View Datasheet
516.900.002 | 701PH Conventional Optical Heat Enhanced Detector (EN) | 26.49 |  | 701PH Conventional Optical Heat Enhanced Detector (EN) | 100 mm x 42 mm | 76 g | IP43 | 12 VDC to 33 VDC | View Datasheet
516.900.003 | 701H Conventional Heat Rate of Rise 60°C (EN) | 22.28 |  | 701H Conventional Heat Rate of Rise 60 C (EN) | 100 mm x 42 mm | 76 g | IP43 | 12 VDC to 33 VDC | View Datasheet
516.900.004 | 702H Conventional Heat Fixed 60°C (EN) | 22.62 |  | 702H Conventional Fixed Temp Heat Detector - 60C (EN) | 100 mm x 42 mm | 76 g | IP43 | 12 VDC to 33 VDC | View Datasheet
516.900.005 | 703H Conventional Heat Fixed 90°C (EN) | 23.04 |  | 703H Conventional Fixed Temp Heat Detector - 90C (EN) | 100 mm x 42 mm | 76 g | IP43 | 12 VDC to 33 VDC | View Datasheet
Conventional Detector Bases
508.031.751 | MUB-RV Universal 5" Base with Relay | 45.48 |  | MUB-RV Universal 5" Base with Relay |  | 240 g |  |  | View Datasheet
517.050.011 | Protective Cage for High Base | 106.61 |  | Protective Cage for High Base |  |  |  |  | View Datasheet
517.050.041 | 4B Detector Base | 7.97 |  | 4B Base, 4B-I Isolator Base |  | 200 g |  |  | View Datasheet
517.050.045 | 4B-D Conventional Diode Base | 8.73 |  | 4B-D Conventional Diode Base |  |  |  |  | View Datasheet
517.050.051 | 4B-DHM Deckhead Mount | 15.17 |  | 5B Universal 5" Relay Base |  |  |  |  | View Datasheet
517.050.052 | 4B-EM Euro Mount | 6.08 |  | 5B Relay Base - IP44 |  |  |  |  | View Datasheet
Conventional Manual Callpoint
514.001.171 | MCP200CS Conventional Manual Call Point | 24.16 |  | MCP200CS Conventional Manual Call Point | 87 mm x 87 mm x 55 | 100 g | IP24 |  | View Datasheet
515.001.021 | Standard Back Box for Manual Call Point | 3.55 |  | Standard Back Box for Manual Call Point |  |  |  |  | View Datasheet
515.001.045 | Spare Manual Callpoint Keys | 0.86 |  | Standard Back Box for Manual Call Point |  |  |  |  | View Datasheet
515.001.119 | Spare Glasses for Manual Call Point (Pack of 5) | 10.1 |  | Spare Glasses for Manual Call Point (Pack of 5) |  |  |  |  | View Datasheet
515.001.127 | Deformable FC400 MCP Element | 3.8 |  | Deformable FC400 MCP Element |  |  |  |  | View Datasheet
515.001.128 | Manual Call Point Plastic Hinged Cover | 5.36 |  | Manual Call Point Plastic Hinged Cover |  |  |  |  | View Datasheet
Conventional Sounder/Beacons/Relay Bases
568.001.018 | MC600 Relay Base | 126.35 |  | MC600 Relay Base | 40 mm x 45 mm x 23 | 30 g | IP20 | 10 VDC to 33 VDC | View Datasheet
577.001.035 | 601SB Conventional Sounder Base | 133.24 |  | 601SB Conventional Sounder Base | 130 mm x 54 mm | 125 g |  | 17 VDC to 33 VDC | View Datasheet
577.001.036 | 602SB Conv 2 Wire Sounder Base | 122.96 |  | 602SB Conv 2 Wire Sounder Base | 130 mm x 54 mm | 125 g |  | 17 VDC to 33 VDC | View Datasheet
577.001.037 | 601SBD Conventional Diode Sounder Base | 122.02 |  | 601SBD Conventional Diode Sounder Base | 130 mm x 54 mm | 125 g |  | 17 VDC to 33 VDC | View Datasheet
577.001.038 | 602SBD Conv 2 Wire Diode Sounder Base | 127.47 |  | 602SBD Conv 2 Wire Diode Sounder Base | 130 mm x 54 mm | 125 g |  | 17 VDC to 33 VDC | View Datasheet
Conventional Sounders and Beacons
20-118 | Combined Roshni Sounder/Strobe with Deep Base IP65 VID | 115.56 |  | Combined Roshni Sounder/Strobe with Deep Base IP65 VID | 110 mm x 110 mm x 55 | 150 g to 200 g | IP21 | 17 VDC to 28 VDC | View Datasheet
812005FULL-0107X | Solista LX Wall Beacon Red Body Red Flash Shallow Base EN54-23 | 124.53 |  | Solista LX Wall Beacon Red Body Red Flash Shallow Base EN54-23 |  |  |  | 9 VDC to 60 VDC | View Datasheet
812007FULL-0108X | Solista LX Wall Beacon Red Body White Flash Shallow Base EN54-23 W-2.4 7.5 | 117.64 |  | Solista LX Wall Beacon Red Body White Flash Shallow Base EN54-23 W-2.4 7.5 |  |  |  | 9 VDC to 60 VDC | View Datasheet
812008FULL-0109X | Solista LX Wall Beacon Red Body White Flash Deep Base EN54-23 W-2.4 7.5 | 117.64 |  | Solista LX Wall Beacon Red Body White Flash Deep Base EN54-23 W-2.4 7.5 |  |  |  | 9 VDC to 60 VDC | View Datasheet
812020FULL-0121X | Solista LX Ceiling Beacon White Body White Flash EN54-23 C-3-7.5 | 117.64 |  | Solista LX Ceiling Beacon White Body White Flash EN54-23 C-3-7.5 |  |  |  | 9 VDC to 60 VDC | View Datasheet
8500023FULL-0023 | RoLP LX Wall Beacon Red Body White Flash RoLP Base EN54-23 W-2.4 7.5 | 186.85 |  | RoLP LX Wall Beacon Red Body White Flash RoLP Base EN54-23 W-2.4 7.5 |  |  |  | 9 VDC to 60 VDC | View Datasheet
8500043FULL-0043 | Symphoni G1 LX Wall Beacon Red Body White Flash EN54-23 W-2.4 7.5 | 205.9 |  | Symphoni G1 LX Wall Beacon Red Body White Flash EN54-23 W-2.4 7.5 |  |  |  | 9 VDC to 60 VDC | View Datasheet
8500048FULL-0048 | Symphoni G1 LX Wall WP Beacon Red Body White Flash EN54-23 W-2.4 7.5 | 281.35 |  | Symphoni G1 LX Wall WP Beacon Red Body White Flash EN54-23 W-2.4 7.5 |  |  |  | 9 VDC to 60 VDC | View Datasheet
ROSHRDSR | ROSHNI Sounder with Deep Base Red | 49.85 |  | ROSHNI Sounder with Deep Base Red | 110 mm x 110 mm x 55 | 150 g to 200 g | IP21 | 17 VDC to 28 VDC | View Datasheet
TFS-3191R | Conventional Fire Alarm Sounder, Red EN54-23 | 38.96 |  | Conventional Fire Alarm Sounder, Red EN54-23 |  |  |  |  | View Datasheet
TFS-3192W | Conventional Fire Alarm Sounder with Beacon, White EN54-23 | 49.4 |  | Conventional Fire Alarm Sounder with Beacon, White EN54-23 |  |  |  |  | View Datasheet
TFS-3192R | Conventional Fire Alarm Sounder with Beacon, Red EN54-23 | 49.4 |  | Conventional Fire Alarm Sounder with Beacon, Red EN54-23 |  |  |  |  | View Datasheet
TFS-3193R | Conventional Fire Alarm Beacon, Red EN54-23 | 45.57 |  | Conventional Fire Alarm Beacon, Red EN54-23 |  |  |  |  | View Datasheet
ADDRESSABLE SYSTEMS
FC500 Series Panels and Repeaters
557.200.718 | FC501-H Triple Circuit Single Loop Panel English - 2.5A PSU | 1197.94 |  | FC501-H Analogue Addressable Fire Control Panel, FC501-HK: Analogue Addressable Fire Control Panel, FC501-L Analogue Addressable Fire Control Panel | 369 mm x 335 mm x 115 mm | 3 kg | IP30 | 230 VAC 50 Hz -15/+10% | View Datasheet
557.200.719 | FC501-L Triple Circuit Single Loop Panel Icons - 1.5A PSU | 1146.46 |  | FC501-H Analogue Addressable Fire Control Panel, FC501-HK: Analogue Addressable Fire Control Panel, FC501-L Analogue Addressable Fire Control Panel | 369 mm x 335 mm x 115 mm | 3 kg | IP30 | 230 VAC 50 Hz -15/+10% | View Datasheet
557.200.720 | FC501-HK Triple Circuit Single Loop Panel Icons - 2.5A PSU | 1269.02 |  | FC501-H Analogue Addressable Fire Control Panel, FC501-HK: Analogue Addressable Fire Control Panel, FC501-L Analogue Addressable Fire Control Panel | 369 mm x 335 mm x 115 mm | 3 kg | IP30 | 230 VAC 50 Hz -15/+10% | View Datasheet
557.200.725 | FC503 3 Loop Panel 250 Points | 1726.9 |  | FC503 3 Loop Panel 250 Points | 493 mm x 429 mm x 124 mm | 8 kg | IP30 | 230 VAC 50 Hz -15/+10% | View Datasheet
557.200.726 | FC506 6 Loop Panel 500 Points | 2565.7 |  | FC506 3 Loop Panel 250 Points | 493 mm x 429 mm x 124 mm | 8 kg | IP30 | 230 VAC 50 Hz -15/+10% | View Datasheet
557.200.727 | FC500 Repeater | 882.54 |  | FC500 Repeater | 369 mm x 335 mm x 115 mm | 3 kg | IP30 | 230 VAC 50 Hz -15/+10% | View Datasheet
FireClass 500 Accessories and Spares
508.031.743 | FC500IP3 TCP/IP Board for FC500 Fire Panels | 517.86 |  | FC500IP3 TCP/IP Board for FC500 Fire Panels | 369 mm x 335 mm x 115 mm | 3 kg | IP30 | 230 VAC 50 Hz -15/+10% | View Datasheet
508.032.036 | FC500BX Cabinet for Spare 38Ah Batteries | 361.12 |  | FC500BX Cabinet for Spare 38Ah Batteries |  |  |  |  | View Datasheet
508.032.037 | USB 5m Cable Type A to Type A | 27.34 |  | USB 5m Cable Type A <-> Type A |  |  |  |  | View Datasheet
508.032.040 | B078 Motherboard for FC501 | 665.1 |  | B078 Motherboard for FC501 | 369 mm x 335 mm x 115 mm | 3 kg | IP30 | 230 VAC 50 Hz -15/+10% | View Datasheet
508.032.042 | Spare Display for FC501 | 88.64 |  | Spare Display for FC501 | 369 mm x 335 mm x 115 mm | 3 kg | IP30 | 230 VAC 50 Hz -15/+10% | View Datasheet
508.032.044 | Spare Motherboard for FC-503 3 Loop Panel | 1194.26 |  | Spare Motherboard for FC-503 3 Loop Panel |  |  |  |  | View Datasheet
508.032.045 | Spare Motherboard for FC-506 6 Loop Panel | 1450.83 |  | Spare Motherboard for FC-506 6 Loop Panel |  |  |  |  | View Datasheet
557.202.726 | FC MAE - FC500 Panels Monitoring Software | 1078.81 |  | FC MAE - FC500 Panels Monitoring Software | 369 mm x 335 mm x 115 mm | 3 kg | IP30 | 230 VAC 50 Hz -15/+10% | View Datasheet
SafeLINC Connected Service
557.202.132 | FC SafeLINC Gateway + Housing | 1066.3 |  | FC SafeLINC Gateway + Housing | 100 mm x 100 mm x 30 mm |  |  | 5 VDC, 100 mA | View Datasheet
557.202.141 | FC SafeLINC GW Internal | 1148.26 |  | FC SafeLINC GW Internal | 100 mm x 100 mm x 30 mm |  |  | 5 VDC, 100 mA | View Datasheet
557.202.142 | 15ft Antenna Extension Kit | 478.07 |  | 15ft Antenna Extension Kit |  |  |  |  | View Datasheet
557.202.143 | 25ft Antenna Extension Kit | 556.65 |  | 25ft Antenna Extension Kit |  |  |  |  | View Datasheet
557.202.144 | 50ft Antenna Extension Kit | 718.27 |  | 50ft Antenna Extension Kit |  |  |  |  | View Datasheet
557.202.145 | SafeLINC 4G Module & Antenna Kit | 682.36 |  | SafeLINC 4G Module & Antenna Kit | 100 mm x 100 mm x 30 mm |  |  | 5 VDC, 100 mA | View Datasheet
557.202.146 | SafeLINC FC GW with FC500 Mount | 1185.01 |  | SafeLINC FC GW with FC500 Mount | 369 mm x 335 mm x 115 mm | 3 kg | IP30 | 230 VAC 50 Hz -15/+10% | View Datasheet
Addressable Detectors
516.460.501 | FC460PH Photo Heat Detector | 103.77 |  | FC460H Heat Detector, FC460PC Multi-Sensor Smoke, Heat and Carbon Monoxide Detector, FC460PH Combined Optical and Heat Detector, FC460P Optical Detector | 100 mm x 48 mm | 100 g | IP43 | 17 VDC to 28 VDC | View Datasheet
516.460.502 | FC460P Photo Detector | 95.02 |  | FC460H Heat Detector, FC460PC Multi-Sensor Smoke, Heat and Carbon Monoxide Detector, FC460PH Combined Optical and Heat Detector, FC460P Optical Detector | 100 mm x 48 mm | 100 g | IP43 | 17 VDC to 28 VDC | View Datasheet
516.460.503 | FC460H Heat Detector | 92.53 |  | FC460H Heat Detector, FC460PC Multi-Sensor Smoke, Heat and Carbon Monoxide Detector, FC460PH Combined Optical and Heat Detector, FC460P Optical Detector | 100 mm x 48 mm | 100 g | IP43 | 17 VDC to 28 VDC | View Datasheet
516.460.504 | FC460PC Triple Sensor | 158.41 |  | FC460H Heat Detector, FC460PC Multi-Sensor Smoke, Heat and Carbon Monoxide Detector, FC460PH Combined Optical and Heat Detector, FC460P Optical Detector | 100 mm x 48 mm | 100 g | IP43 | 17 VDC to 28 VDC | View Datasheet
517.050.511 | Detector Cover & Base in Matt Black (Pack of 10) | 395.13 |  | Detector Cover & Base in Matt Black (Pack of 10) |  |  |  |  | View Datasheet
Addressable Detector Bases
517.050.043 | 4B-I Isolator Base | 22.68 |  | 4B Base, 4B-I Isolator Base |  | 200 g |  |  | View Datasheet
Addressable Remote Indicators
516.800.908 | 801 RIL Remote Indicator | 25.03 |  | 801CHC Detector Head Removal Tool |  |  |  |  | View Datasheet
516.800.909 | 801HL Remote Indicator | 29.19 |  | 801HL Remote Indicator |  |  |  |  | View Datasheet
Addressable Call Points
514.800.805 | FC420CP-I Indoor Callpoint with Isolator (No Back Box) | 91.91 |  | FC420CP-I Indoor Call Point with Isolator – No Back Box | 88 mm x 88 mm x 55 | 100 g | IP24 | 17 VDC to 28 VDC | View Datasheet
514.800.806 | FC421CP-I Outdoor Callpoint with Isolator | 419.27 |  | FC421CP-I Outdoor Call Point with Isolator | 88 mm x 88 mm x 75 | 130 g | IP67 | 17 VDC to 28 VDC | View Datasheet
Addressable Detector Sounder Bases
557.080.001 | B..CAP Sounder Base Blank Cap | 17.17 |  | B..CAP Sounder Base Blank Cap |  |  |  |  | View Datasheet
557.080.002 | A..CON Conduit Adaptor Sounder/AV Base | 8.17 |  | A..CON Conduit Adaptor Sounder/AV Base |  |  |  |  | View Datasheet
576.440.001 | FC440DSB Detector Base Sounder | 78.97 |  | FC440AIB Addressable Base Sounder Beacon VID, FC440AIR Addressable Wall Sounder Beacon VID Red Housing, FC440AIW Addressable Wall Sounder Beacon VID White Housing, FC440SB Addressable Base Sounder, FC440SR Addressable Wall Sounder Red Housing, FC440SW Addressable Wall Sounder White Housing, FC445AIR Addressable Wall Sounder Beacon VID Weatherproof, FC445SR Addressable Wall Sounder - Weatherproof | 133 mm x 57 mm | 195 g to 215 g | IP21 | 17 VDC to 28 VDC | View Datasheet
576.440.002 | FC440SB Addressable Base Sounder | 101.06 |  | FC440SB Addressable Base Sounder |  |  |  |  | View Datasheet
576.440.006 | FC440AVB Addressable Sounder Base VAD Standard | 275.09 |  | FC440AVB Addressable Base Sounder Beacon VAD Standard Power, FC440AVR Addressable Wall Sounder Beacon VAD Red Housing, FC440AVW Addressable Wall Sounder Beacon VAD White Housing, FC441AVB Addressable Base Sounder Beacon VAD High Power, FC445AVR Addressable Wall Sounder Beacon VAD Weatherproof | 138 mm x 138 mm x 95 | 215 g to 337 g | IP21 | 17 VDC to 28 VDC | View Datasheet
576.440.010 | FC440AIB Addressable Base Sounder VID | 134.24 |  | FC440AIB Addressable Base Sounder Beacon VID, FC440AIR Addressable Wall Sounder Beacon VID Red Housing, FC440AIW Addressable Wall Sounder Beacon VID White Housing, FC440SB Addressable Base Sounder, FC440SR Addressable Wall Sounder Red Housing, FC440SW Addressable Wall Sounder White Housing, FC445AIR Addressable Wall Sounder Beacon VID Weatherproof, FC445SR Addressable Wall Sounder - Weatherproof | 110 mm x 98 | 237 g to 254 g | IP21 | 17 VDC to 28 VDC | View Datasheet
576.440.014 | FC441AVB Addressable Sounder Base VAD High | 349.15 |  | FC440AVB Addressable Base Sounder Beacon VAD Standard Power, FC440AVR Addressable Wall Sounder Beacon VAD Red Housing, FC440AVW Addressable Wall Sounder Beacon VAD White Housing, FC441AVB Addressable Base Sounder Beacon VAD High Power, FC445AVR Addressable Wall Sounder Beacon VAD Weatherproof |  |  | IP21 |  | View Datasheet
576.440.015 | FC442AVB Addressable OC Base Sounder/Beacon | 159.58 |  | FC442AVB Addressable Base Sounder VAD Open Class |  |  | IP21 |  | View Datasheet
576.440.016 | FC440CAVB Addressable Base Sounder VAD BC | 439.43 |  | FC440CAVB Addressable Base Sounder Beacon VAD BC, FC445CAV Addressable Wall Sounder Beacon VAD BC |  |  | IP21 |  | View Datasheet
Addressable Sounders
557.080.007 | Shallow Surface Back Box Red | 22.1 |  | Shallow Surface Back Box Red |  |  |  |  | View Datasheet
557.080.008 | Shallow Surface Back Box White | 20.76 |  | Shallow Surface Back Box White |  |  |  |  | View Datasheet
557.080.010 | A..BOX Flush Adaptor In-Wall Sounder | 14.58 |  | A..BOX Flush Adaptor In-Wall Sounder |  |  |  |  | View Datasheet
557.080.011 | Deep Surface Back Box Red | 33.79 |  | Deep Surface Back Box Red |  |  |  |  | View Datasheet
557.080.012 | Deep Surface Back Box White | 43.97 |  | Deep Surface Back Box White |  |  |  |  | View Datasheet
576.440.003 | FC440SW Addressable Wall Sounder White | 173.69 |  | FC440AIB Addressable Base Sounder Beacon VID, FC440AIR Addressable Wall Sounder Beacon VID Red Housing, FC440AIW Addressable Wall Sounder Beacon VID White Housing, FC440SB Addressable Base Sounder, FC440SR Addressable Wall Sounder Red Housing, FC440SW Addressable Wall Sounder White Housing, FC445AIR Addressable Wall Sounder Beacon VID Weatherproof, FC445SR Addressable Wall Sounder - Weatherproof | 110 mm x 98 | 237 g to 254 g | IP21 | 17 VDC to 28 VDC | View Datasheet
576.440.004 | FC440SR Addressable Wall Sounder Red | 157.93 |  | FC440AIB Addressable Base Sounder Beacon VID, FC440AIR Addressable Wall Sounder Beacon VID Red Housing, FC440AIW Addressable Wall Sounder Beacon VID White Housing, FC440SB Addressable Base Sounder, FC440SR Addressable Wall Sounder Red Housing, FC440SW Addressable Wall Sounder White Housing, FC445AIR Addressable Wall Sounder Beacon VID Weatherproof, FC445SR Addressable Wall Sounder - Weatherproof | 110 mm x 98 | 237 g to 254 g | IP21 | 17 VDC to 28 VDC | View Datasheet
576.440.005 | FC445SR Addressable Wall Sounder IP | 230.08 |  | FC440AIB Addressable Base Sounder Beacon VID, FC440AIR Addressable Wall Sounder Beacon VID Red Housing, FC440AIW Addressable Wall Sounder Beacon VID White Housing, FC440SB Addressable Base Sounder, FC440SR Addressable Wall Sounder Red Housing, FC440SW Addressable Wall Sounder White Housing, FC445AIR Addressable Wall Sounder Beacon VID Weatherproof, FC445SR Addressable Wall Sounder - Weatherproof | 110 mm x 98 | 237 g to 254 g | IP21 | 17 VDC to 28 VDC | View Datasheet
576.440.007 | FC440AVW Addressable Wall Sounder VAD White | 305.86 |  | FC440AVB Addressable Base Sounder Beacon VAD Standard Power, FC440AVR Addressable Wall Sounder Beacon VAD Red Housing, FC440AVW Addressable Wall Sounder Beacon VAD White Housing, FC441AVB Addressable Base Sounder Beacon VAD High Power, FC445AVR Addressable Wall Sounder Beacon VAD Weatherproof | 138 mm x 138 mm x 95 | 215 g to 337 g | IP21 | 17 VDC to 28 VDC | View Datasheet
576.440.008 | FC440AVR Addressable Wall Sounder VAD Red | 305.85 |  | FC440AVB Addressable Base Sounder Beacon VAD Standard Power, FC440AVR Addressable Wall Sounder Beacon VAD Red Housing, FC440AVW Addressable Wall Sounder Beacon VAD White Housing, FC441AVB Addressable Base Sounder Beacon VAD High Power, FC445AVR Addressable Wall Sounder Beacon VAD Weatherproof | 138 mm x 138 mm x 95 | 215 g to 337 g | IP21 | 17 VDC to 28 VDC | View Datasheet
576.440.009 | FC445AVR Addressable Wall Sounder VAD IP | 343.67 |  | FC440AVB Addressable Base Sounder Beacon VAD Standard Power, FC440AVR Addressable Wall Sounder Beacon VAD Red Housing, FC440AVW Addressable Wall Sounder Beacon VAD White Housing, FC441AVB Addressable Base Sounder Beacon VAD High Power, FC445AVR Addressable Wall Sounder Beacon VAD Weatherproof |  |  | IP21 |  | View Datasheet
576.440.011 | FC440AIW Addressable Wall Sounder VID White | 236.9 |  | FC440AIB Addressable Base Sounder Beacon VID, FC440AIR Addressable Wall Sounder Beacon VID Red Housing, FC440AIW Addressable Wall Sounder Beacon VID White Housing, FC440SB Addressable Base Sounder, FC440SR Addressable Wall Sounder Red Housing, FC440SW Addressable Wall Sounder White Housing, FC445AIR Addressable Wall Sounder Beacon VID Weatherproof, FC445SR Addressable Wall Sounder - Weatherproof | 110 mm x 98 | 237 g to 254 g | IP21 | 17 VDC to 28 VDC | View Datasheet
576.440.012 | FC440AIR Addressable Wall Sounder VID Red | 236.9 |  | FC440AIR Addressable Wall Sounder VID Red |  |  |  |  | View Datasheet
576.440.013 | FC445AIR Addressable Wall Sounder VID IP | 284.74 |  | FC445AIR Addressable Wall Sounder VID IP |  |  |  |  | View Datasheet
576.440.017 | FC445CAV Addressable Wall Sounder VAD BC | 366.07 |  | FC440CAVB Addressable Base Sounder Beacon VAD BC, FC445CAV Addressable Wall Sounder Beacon VAD BC |  |  | IP21 |  | View Datasheet
Addressable Ancillary Modules
545.800.704 | FC410LI Line Isolator Module | 68.91 |  | FC410LI Line Isolator Module | 50 mm x 50 mm x 28 |  |  | 17 VDC to 28 VDC | View Datasheet
555.800.067 | BTM800 Module C/W Enclosure | 190.23 |  | BTM800 Module C/W Enclosure | 250 mm x 175 mm x 67 | 500 g |  | 17 VDC to 28 VDC | View Datasheet
555.800.701 | FC410MIM Mini Input Module | 94.54 |  | MIM800 Mini Input Module | 50 mm x 50 mm x 28 |  |  | 17 VDC to 28 VDC | View Datasheet
555.800.702 | FC410CIM Contact Input Module | 125.66 |  | FC410QMO Quad Monitored Output Module | 50 mm x 50 mm x 28 | 40 g |  | 17 VDC to 28 VDC | View Datasheet
555.800.712 | FC410DIM Detector Input Module | 206.65 |  | FC410DIM Detector Input Module |  |  |  |  | View Datasheet
555.800.763 | FC410SIO Single I/O Module | 153.78 |  | FC410SIO Single I/O Module |  |  |  |  | View Datasheet
555.800.765 | FC410MIO Multi I/O Module | 274.07 |  | FC410MIO Multi I/O Module | 50 mm x 50 mm x 28 | 40 g |  | 17 VDC to 28 VDC | View Datasheet
555.800.766 | FC410BDM Beam Detector Module | 286.36 |  | FC410BDM Beam Detector Module |  | 0.10 kg |  |  | View Datasheet
555.800.769 | FC410TSM Door Control Module | 405.79 |  | FC410TSM Door Control Module | 85 mm x 85 mm x 55 | 70 g | IP30 |  | View Datasheet
555.800.770 | FC410QMO Quad Monitored Output | 366.79 |  | FC410QIO Quad Input and Output Module, FC410QMO Quad Monitored Output Module, FC410QRM Quad Relay Module | 50 mm x 50 mm x 28 | 40 g |  | 17 VDC to 28 VDC | View Datasheet
555.800.771 | FC410QIO Quad I/O Module | 420.72 |  | FC410QIO Quad Input and Output Module, FC410QMO Quad Monitored Output Module, FC410QRM Quad Relay Module | 50 mm x 50 mm x 28 | 40 g |  | 17 VDC to 28 VDC | View Datasheet
555.800.773 | FC410QRM Quad Relay Module | 332.14 |  | FC410QIO Quad Input and Output Module, FC410QMO Quad Monitored Output Module, FC410QRM Quad Relay Module | 50 mm x 50 mm x 28 | 40 g |  | 17 VDC to 28 VDC | View Datasheet
557.180.423 | TM520 Timer Module (Non-Addressable) | 310.57 |  | TM520 Timer Module (Non-Addressable) |  |  |  |  | View Datasheet
568.800.004 | HVR800 High Voltage Relay | 127.01 |  | HVR800 High Voltage Relay Interface | 50 mm x 50 mm x 28 | 40 g |  | 17 VDC to 28 VDC | View Datasheet
568.800.703 | FC410RIM Relay Interface Module | 83.46 |  | FC410RIM Relay Interface Module |  |  |  |  | View Datasheet
577.800.705 | FC410SNM Sounder Output Module | 159.72 |  | SNM800 Sounder Notification Module | 50 mm x 50 mm x 28 | 40 g |  | 17 VDC to 28 VDC | View Datasheet
577.800.706 | FC410DDM Fire & Gas Detector Module | 258.87 |  | FC410SAM Sound Ancillary Module | 50 mm x 50 mm x 28 | 40 g |  | 17 VDC to 28 VDC | View Datasheet
FireClass Housings
517.035.007 | FC470CV Ancillary Cover for Use with Modules | 7.59 |  | FC470CV Ancillary Cover for Use with Modules | 212 mm x 212 mm x 70 | 280 g | IP30 |  | View Datasheet
517.035.010 | FC470DGB White Double Gang Back Box | 2.81 |  | FC470DGB White Double Gang Back Box | 212 mm x 212 mm x 70 | 280 g | IP30 |  | View Datasheet
517.035.011 | FC470MDGB Metal Double Gang Back Box | 44.31 |  | FC470MDGB Metal Double Gang Back Box | 212 mm x 212 mm x 70 | 280 g | IP30 |  | View Datasheet
517.035.014 | FC470FMB | 4.53 |  | FC470FMB | 212 mm x 212 mm x 70 | 280 g | IP30 |  | View Datasheet
517.035.015 | FC470DLB Dry Line Double Back Box | 7.22 |  | FC470DLB Dry Line Double Back Box | 212 mm x 212 mm x 70 | 280 g | IP30 |  | View Datasheet
547.004.002 | DIN Rail Mounting Bracket for FC470CV | 58.4 |  | DIN Rail Mounting Bracket for FC470CV | 212 mm x 212 mm x 70 | 280 g | IP30 |  | View Datasheet
557.201.303 | DIN Rail Mounting Kit for FC410MIO | 61.36 |  | DIN Rail Mounting Kit for FC410MIO | 50 mm x 50 mm x 28 | 40 g |  | 17 VDC to 28 VDC | View Datasheet
557.201.401 | D800 Ancillary Housing | 138.34 |  | D800 Ancillary Housing |  |  |  |  | View Datasheet
557.201.410 | IP66 Housing for Quad I/O Module | 105.13 |  | IP66 Housing for Quad I/O Module |  |  |  |  | View Datasheet
557.202.703 | FireClass ANC 3 Ancillary / Document Housing (Blank Door) | 1835.63 |  | FireClass ANC 3 Ancillary / Document Housing (Blank Door) | 282 mm x 352 mm x 86 mm (H x W x D) | 2.15 kg, without batteries | IP30 | 230 VAC -15/+10%, 50/60 Hz | View Datasheet
FireClass 490ST Service and Programming Tool
516.460.490 | FireClass FC490ST Programmer | 647.3 |  | FireClass FC490ST Programmer | 282 mm x 352 mm x 86 mm (H x W x D) | 2.15 kg, without batteries | IP30 | 230 VAC -15/+10%, 50/60 Hz | View Datasheet
516.800.922 | Auxiliary Programming Cable FC490ST | 148.49 |  | Auxiliary Programming Cable FC490ST |  |  |  |  | View Datasheet
516.800.923 | Service Accessory Kit - FC Branded | 578.84 |  | 801FEx IS Flameproof Status Indicator |  |  |  |  | View Datasheet
516.800.924 | Spare Pin for FC490ST Programming Cable (10 pcs) | 95.33 |  | Spare Pin for FC490ST Programming Cable (10 pcs) |  |  |  |  | View Datasheet
517.050.015 | Volume Adjustment Tool | 6.1 |  | Volume Adjustment Tool |  |  |  |  | View Datasheet
557.202.118 | Download Cable for FireClass Panels and FireClass Express | 232.89 |  | Download Cable for FireClass Panels and FireClass Express | 282 mm x 352 mm x 86 mm (H x W x D) | 2.15 kg, without batteries | IP30 | 230 VAC -15/+10%, 50/60 Hz | View Datasheet
SPECIAL DETECTION
VESDA Detection
516.018.020 | VLF-250 VESDA Laserfocus (English Overlay) | 3219.27 |  | VLF-250 VESDA Laserfocus (English Overlay) | 194 mm x 230 mm x 102 mm | 1.2 kg | IP40 | 18 VDC to 30 VDC | View Datasheet
516.018.022 | VIC-010 LaserFocus VESDA Network Card | 835.86 |  | VIC-010 LaserFocus VESDA Network Card | 194 mm x 230 mm x 102 mm | 1.2 kg | IP40 | 18 VDC to 30 VDC | View Datasheet
516.018.023 | VLF-500 VESDA Laserfocus (English Overlay) | 4279.37 |  | VLF-500 VESDA Laserfocus (English Overlay) | 194 mm x 230 mm x 102 mm | 1.2 kg | IP40 | 18 VDC to 30 VDC | View Datasheet
516.018.106 | VRT-600 Remote Detector Display (No Relays) | 1619.61 |  | VRT-600 Remote Detector Display (No Relays) |  |  |  | 18 VDC to 30 VDC | View Datasheet
516.018.321 | VLI-885 VESDA VLI with VESDAnet | 15188.96 |  | VLI-885 VESDA VLI with VESDAnet |  |  | IP40 | 18 VDC to 30 VDC | View Datasheet
516.018.322 | VLI-880 VESDA VLI with Relays and Ethernet Only | 13977.41 |  | VLI-880 VESDA VLI with Relays and Ethernet Only |  |  | IP40 | 18 VDC to 30 VDC | View Datasheet
FLX-010 | FAAST FLEX 1-Pipe Stand-alone | 2448.2 |  | FAAST FLEX 1-Pipe Stand-alone | 210 mm x 167 mm x 135 | 1.5 kg | IP54 | 18 VDC to 30 VDC | N/A
FLX-020 | FAAST FLEX 2-Pipe Stand-alone | 3183.8 |  | FAAST FLEX 2-Pipe Stand-alone | 210 mm x 167 mm x 135 | 1.5 kg | IP54 | 18 VDC to 30 VDC | N/A
FLX-SP-02 | FAAST FLEX Metal Filter (Pk6) | 113.87 |  | FAAST FLEX Metal Filter (Pk6) | 210 mm x 167 mm x 135 | 1.5 kg | IP54 | 18 VDC to 30 VDC | N/A
FLX-SP-03-EN | FAAST FLEX Front Cover (EN) | 455.48 |  | FAAST FLEX Front Cover (EN) | 210 mm x 167 mm x 135 | 1.5 kg | IP54 | 18 VDC to 30 VDC | N/A
FLX-SP-05-EN | FAAST FLEX Interior Cover Set (EN) | 401.54 |  | FAAST FLEX Interior Cover Set (EN) | 210 mm x 167 mm x 135 | 1.5 kg | IP54 | 18 VDC to 30 VDC | N/A
FLX-SP-06 | FAAST FLEX Adaptor Set | 109.49 |  | FAAST FLEX Adaptor Set | 210 mm x 167 mm x 135 | 1.5 kg | IP54 | 18 VDC to 30 VDC | N/A
OSE-HPW | OSID Emitter High Power Wired | 2141.92 |  | OSID Emitter High Power Wired | 127 mm x 127 mm x 64 | 250 g | IP54 | 15 VDC to 32 VDC | N/A
OSE-SP-01 | OSID Standard Power Emitter Alkaline Battery Power | 973.05 |  | OSID Standard Power Emitter Alkaline Battery Power | 127 mm x 127 mm x 64 | 250 g | IP54 | 15 VDC to 32 VDC | N/A
OSE-SPW | OSID Emitter Standard Power Wired | 973.05 |  | OSID Emitter Standard Power Wired | 127 mm x 127 mm x 64 | 250 g | IP54 | 15 VDC to 32 VDC | N/A
OSI-10 | OSID Imager 7° Coverage | 2013.41 |  | OSID Imager 7° Coverage | 127 mm x 127 mm x 64 | 250 g | IP54 | 15 VDC to 32 VDC | N/A
OSI-90 | OSID Imager 80° Coverage | 2077.56 |  | OSID Imager 80° Coverage | 127 mm x 127 mm x 64 | 250 g | IP54 | 15 VDC to 32 VDC | N/A
OSID-EHE | OSID Emitter Environmental Housing | 607.51 |  | OSID Emitter Environmental Housing | 127 mm x 127 mm x 64 | 250 g | IP54 | 15 VDC to 32 VDC | View Datasheet
OSID-EHI | OSID Imager Environmental Housing | 780.38 |  | OSID Imager Environmental Housing | 127 mm x 127 mm x 64 | 250 g | IP54 | 15 VDC to 32 VDC | View Datasheet
OSID-INST | OSID Installation Kit | 731.35 |  | OSID Installation Kit | 127 mm x 127 mm x 64 | 250 g | IP54 | 15 VDC to 32 VDC | N/A
OSID-WG | Wire Guard for OSID Imager or Emitter | 178.55 |  | Wire Guard for OSID Imager or Emitter | 127 mm x 127 mm x 64 | 250 g | IP54 | 15 VDC to 32 VDC | N/A
OSP-001 | OSID USB to FTDI Serial PC Interface Cable | 192.93 |  | OSID USB to FTDI Serial PC Interface Cable | 127 mm x 127 mm x 64 | 250 g | IP54 | 15 VDC to 32 VDC | N/A
VEP.A00.1P | VESDA-E VEP Aspirating Smoke Detector LEDs, 1 Pipe | 5319.77 |  | VESDA-E VEP Aspirating Smoke Detector LEDs, 1 Pipe |  |  | IP 40 |  | View Datasheet
VEP.A00.P | VESDA-E VEP Aspirating Smoke Detector LEDs, 4 Pipe | 6943.53 |  | VESDA-E VEP Aspirating Smoke Detector LEDs, 4 Pipe |  |  | IP 40 |  | View Datasheet
VEP.A10.P | VESDA-E VEP Aspirating Smoke Detector 3.5" Display, 4 Pipe | 8173.23 |  | VESDA-E VEP Aspirating Smoke Detector 3.5" Display, 4 Pipe |  |  | IP 40 |  | View Datasheet
VES.A00.P | VESDA-E VES with LEDs | 13024.13 |  | VESDA-E VES with LEDs | 364 mm x 270 mm x 120 | 3.5 kg | IP40 | 15 VDC to 30 VDC | View Datasheet
VES.A10.P | VESDA-E VES with 3.5" Display | 13911.21 |  | VESDA-E VES with 3.5" Display | 364 mm x 270 mm x 120 | 3.5 kg | IP40 | 15 VDC to 30 VDC | View Datasheet
VEU-A00 | VESDA-E VEU with LEDs | 10190.78 |  | VESDA-E VEU with LEDs | 364 mm x 270 mm x 120 | 3.5 kg | IP40 | 15 VDC to 30 VDC | View Datasheet
VEU-A10 | VESDA-E VEU with 3.5" Display | 11734.12 |  | VESDA-E VEU with 3.5" Display | 364 mm x 270 mm x 120 | 3.5 kg | IP40 | 15 VDC to 30 VDC | View Datasheet
VESDA Detector Accessories
516.018.101 | VRT-100 Remote Programmer | 3600.44 |  | VRT-100 Remote Programmer |  |  |  | 18 VDC to 30 VDC | View Datasheet
516.018.102 | VRT-200 Remote Display Including 7 Relays | 2455.27 |  | VRT-200 Remote Display Including 7 Relays |  |  |  | 18 VDC to 30 VDC | View Datasheet
516.018.104 | VRT-400 Remote Scanner Display Including 7 Relays | 3498.08 |  | VRT-400 Remote Scanner Display Including 7 Relays |  |  |  | 18 VDC to 30 VDC | View Datasheet
516.018.323 | VSP-030 VLI Intelligent Filter Spare Part | 970.72 |  | VSP-030 VLI Intelligent Filter Spare Part |  |  | IP40 | 18 VDC to 30 VDC | View Datasheet
516.018.324 | VSP-031 VLI Secondary Filter Spare Part | 248.56 |  | VSP-031 VLI Secondary Filter Spare Part |  |  | IP40 | 18 VDC to 30 VDC | View Datasheet
516.018.325 | VSP-032 VLI Aspirator Spare Part | 1256.23 |  | VSP-032 VLI Aspirator Spare Part |  |  | IP40 | 18 VDC to 30 VDC | View Datasheet
516.018.326 | VSP-033 VLI Chamber Assembly Spare Part | 3512.14 |  | VSP-033 VLI Chamber Assembly Spare Part |  |  | IP40 | 18 VDC to 30 VDC | View Datasheet
516.018.329 | VSP-036 VESDA VLI Ultrasonic Flow Manifold | 2752.86 |  | VSP-036 VESDA VLI Ultrasonic Flow Manifold |  |  | IP40 | 18 VDC to 30 VDC | View Datasheet
516.018.401 | VHH-100 Hand Held Programmer Plus Leads | 1871.63 |  | VHH-100 Hand Held Programmer Plus Leads |  |  |  |  | View Datasheet
516.018.504 | VSP-005 Spare Filter Cartridge | 193.55 |  | VSP-005 Spare Filter Cartridge |  |  |  |  | View Datasheet
516.018.921 | Wire Burn Test Box | 2137.25 |  | Wire Burn Test Box |  |  |  |  | View Datasheet
516.018.923 | Smoke Test Wire | 89.82 |  | Smoke Test Wire |  |  |  |  | View Datasheet
VPS-220-STX5 | 0.5A 7-14AH Power Supply Unit - STX5 Black | 750 |  | 0.5A 7-14AH Power Supply Unit - STX5 Black |  |  | IP30 | 230 VAC -15/+10%, 50/60 Hz | View Datasheet
VPS-220-STX5-SLV | 0.5A 7-14AH Power Supply Unit - STX5 Silver | 806.99 |  | 0.5A 7-14AH Power Supply Unit - STX5 Silver |  |  | IP30 | 230 VAC -15/+10%, 50/60 Hz | View Datasheet
VPS-250-STX5 | 2A 12-24AH Power Supply Unit - STX5 Black | 1071.69 |  | 2A 12-24AH Power Supply Unit - STX5 Black |  |  | IP30 | 230 VAC -15/+10%, 50/60 Hz | View Datasheet
VPS-250-STX5-SLV | 2A 12-24AH Power Supply Unit - STX5 Silver | 1129.59 |  | 2A 12-24AH Power Supply Unit - STX5 Silver |  |  | IP30 | 230 VAC -15/+10%, 50/60 Hz | View Datasheet
VSP-960 | Mounting Bracket (Optional) | 138.6 |  | Mounting Bracket (Optional) |  |  |  |  | View Datasheet
VSP-962 | VESDA-E Filter | 300.31 |  | VESDA-E Filter | 364 mm x 270 mm x 120 | 3.5 kg | IP40 | 15 VDC to 30 VDC | View Datasheet
VSP-962-20 | VESDA-E Filter - 20 Pieces | 3905.95 |  | VESDA-E Filter - 20 Pieces | 364 mm x 270 mm x 120 | 3.5 kg | IP40 | 15 VDC to 30 VDC | View Datasheet
VSP-963 | VESDA-E Aspirator | 1738.93 |  | VESDA-E Aspirator | 364 mm x 270 mm x 120 | 3.5 kg | IP40 | 15 VDC to 30 VDC | View Datasheet
VSP-964-03 | VESDA-E Smoke Detection Chamber | 5701.9 |  | VESDA-E Smoke Detection Chamber | 364 mm x 270 mm x 120 | 3.5 kg | IP40 | 15 VDC to 30 VDC | View Datasheet
VSP-965 | VESDA-E Sampling Module | 1388.97 |  | VESDA-E Sampling Module | 364 mm x 270 mm x 120 | 3.5 kg | IP40 | 15 VDC to 30 VDC | View Datasheet
Wagner Detection
AD-05-1140 | TF-1 ASD FUSION | 1512.56 |  | TF-1 ASD FUSION | 292 x 200 x 113 mm | 1.35 kg | IP20 | 24 VDC | View Datasheet
AD-05-1145 | TF-1-SL ASD FUSION SILENT | 2214.32 |  | TF-1-SL ASD FUSION SILENT | 292 x 200 x 113 mm | 1.35 kg | IP 40 | 24 VDC | View Datasheet
AD-10-5610 | DM-TF-50-L Detector 0.5% O/M | 797.96 |  | DM-TF-50-L Detector 0.5% O/M |  | 0.10 kg |  |  | View Datasheet
AD-10-5605 | DM-TF-10-L Detector 0.1% O/M | 1018.4 |  | DM-TF-10-L Detector 0.1% O/M | 292 x 200 x 113 mm | 1.35 kg | IP20 | 24 VDC | View Datasheet
AD-10-5600 | DM-TF-01-L Detector 0.01% O/M | 2837.12 |  | DM-TF-01-L Detector 0.01% O/M |  | 0.10 kg |  |  | View Datasheet
AD-10-5625 | DM-TF-50-LP Detector 0.5% O/M | 466.65 |  | DM-TF-50-LP Detector 0.5% O/M |  | 0.10 kg |  |  | View Datasheet
AD-10-5620 | DM-TF-10-LP Detector 0.1% O/M | 559.95 |  | DM-TF-10-LP Detector 0.1% O/M | 292 x 200 x 113 mm | 1.35 kg | IP20 | 24 VDC | View Datasheet
AD-10-1260 | FW-TF-1 Filter Film, 1 Detector | 35.44 |  | FW-TF-1 Filter Film, 1 Detector | 292 x 200 x 113 mm | 1.35 kg | IP20 | 24 VDC | View Datasheet
AD-10-1262 | FW-TF-2 Filter Film, 2 Detector | 35.44 |  | FW-TF-2 Filter Film, 2 Detector |  |  |  |  | View Datasheet
AD-05-0457 | TP-1/A ASD PROSENS | 1773.22 |  | TP-1/A ASD PROSENS | 292 x 200 x 113 mm | 0.10 | IP 20 | 24 | View Datasheet
AD-05-0458 | TP-1-SL ASD PROSENS SILENT | 2488.71 |  | TP-1-SL ASD PROSENS SILENT | 292 x 200 x 113 mm | 0.10 | IP 20 | 24 | View Datasheet
AD-10-5130 | DM-TP-50-L Detector 0.5% O/M | 798.01 |  | DM-TP-50-L Detector 0.5% O/M |  | 0.10 kg |  |  | View Datasheet
AD-10-5100 | DM-TP-10-L Detector 0.1% O/M | 1093.55 |  | DM-TP-10-L Detector 0.1% O/M | 292 x 200 x 113 mm | 1.35 kg | IP20 | 24 VDC | View Datasheet
AD-10-5115 | DM-TP-01-L Detector 0.01% O/M | 2837.12 |  | DM-TP-01-L Detector 0.01% O/M |  | 0.10 kg |  |  | View Datasheet
AD-05-0467 | TP-1 F/A ASD PROSENS FREEZE | 2239.83 |  | TP-1 F/A ASD PROSENS FREEZE | 292 x 200 x 113 mm | 0.10 | IP 20 | 24 | View Datasheet
AD-10-5200 | DM-TP-50-L-F Deep Freeze 0.5% O/M | 1007.9 |  | DM-TP-50-L-F Deep Freeze 0.5% O/M |  | 0.10 kg |  |  | View Datasheet
AD-10-5190 | DM-TP-10-L-F Deep Freeze 0.1% O/M | 1381.2 |  | DM-TP-10-L-F Deep Freeze 0.1% O/M | 292 x 200 x 113 mm | 1.35 kg | IP20 | 24 VDC | View Datasheet
AD-10-5195 | DM-TP-01-L-F Deep Freeze 0.01% O/M | 4479.68 |  | DM-TP-01-L-F Deep Freeze 0.01% O/M |  | 0.10 kg |  |  | View Datasheet
AD-10-1035 | FW-TP-1 Filter Film, 1 Detector | 35.44 |  | FW-TP-1 Filter Film, 1 Detector | 292 x 200 x 113 mm | 1.35 kg | IP20 | 24 VDC | View Datasheet
AD-10-1037 | FW-TP-2 Filter Film, 2 Detector | 35.44 |  | FW-TP-2 Filter Film, 2 Detector |  |  |  |  | View Datasheet
AD-05-0462 | TP-4 ASD PROSENS/NET | 2364.27 |  | TP-4 ASD PROSENS/NET | 292 x 200 x 113 mm | 0.10 | IP 20 | 24 | View Datasheet
AD-05-0665 | TP-5 ASD PROSENS/NET | 3110.88 |  | TP-5 ASD PROSENS/NET | 292 x 200 x 113 mm | 0.10 | IP 20 | 24 | View Datasheet
AD-05-0459 | TP-4-SL ASD PROSENS/NET SL | 3110.88 |  | TP-4-SL ASD PROSENS/NET SL | 292 x 200 x 113 mm | 0.10 | IP 20 | 24 | View Datasheet
AD-05-0667 | TP-5-SL ASD PROSENS/NET SL | 3733.07 |  | TP-5-SL ASD PROSENS/NET SL | 292 x 200 x 113 mm | 0.10 | IP 20 | 24 | View Datasheet
AD-05-0463 | TP-4-F-A ASD PROSENS/NET FREEZE | 2986.44 |  | TP-4-F-A ASD PROSENS/NET FREEZE | 292 x 200 x 113 mm | 0.10 | IP 20 | 24 | View Datasheet
AD-05-0669 | TP-5-F-A ASD PROSENS/NET FREEZE | 3733.07 |  | TP-5-F-A ASD PROSENS/NET FREEZE | 292 x 200 x 113 mm | 0.10 | IP 20 | 24 | View Datasheet
AD-10-1076 | FW-TP-4 Filter Film, 1 Detector | 35.44 |  | FW-TP-4 Filter Film, 1 Detector |  |  |  |  | View Datasheet
AD-10-1077 | FW-TP-5 Filter Film, 2 Detector | 35.44 |  | FW-TP-5 Filter Film, 2 Detector |  |  |  |  | View Datasheet
AD-10-1165 | FW-TP-7 Filter Film, 1 Detector | 35.44 |  | FW-TP-7 Filter Film, 1 Detector |  |  |  |  | View Datasheet
AD-10-1167 | FW-TP-8 Filter Film, 2 Detector | 35.44 |  | FW-TP-8 Filter Film, 2 Detector |  |  |  |  | View Datasheet
AD-05-1220 | TT-1/A ASD TOPSENS | 4870.4 |  | TT-1/A ASD TOPSENS | 292 x 200 x 113 mm | 1.35 kg | IP20 | 24 VDC | View Datasheet
AD-05-1240 | TT-1-SL ASD TOPSENS SILENT | 5748.94 |  | TT-1-SL ASD TOPSENS SILENT | 292 x 200 x 113 mm | 1.35 kg | IP 40 | 24 VDC | View Datasheet
AD-05-1350 | TT-1 F/A ASD TOPSENS FREEZE | 6153.43 |  | TT-1 F/A ASD TOPSENS FREEZE | 292 x 200 x 113 mm | 1.35 kg | IP20 | 24 VDC | View Datasheet
AD-10-1205 | FW-TT-1 Filter Film, 1 Detector | 35.44 |  | FW-TT-1 Filter Film, 1 Detector | 292 x 200 x 113 mm | 1.35 kg | IP20 | 24 VDC | View Datasheet
AD-10-1210 | FW-TT-2 Filter Film, 2 Detector | 35.44 |  | FW-TT-2 Filter Film, 2 Detector |  |  |  |  | View Datasheet
AD-10-5250 | DM-TT-50-L Detector 0.5% O/M | 798.01 |  | DM-TT-50-L Detector 0.5% O/M |  | 0.10 kg |  |  | View Datasheet
AD-10-5210 | DM-TT-10-L Detector 0.1% O/M | 1093.55 |  | DM-TT-10-L Detector 0.1% O/M | 292 x 200 x 113 mm | 1.35 kg | IP20 | 24 VDC | View Datasheet
AD-10-5230 | DM-TT-01-L Detector 0.01% O/M | 2837.12 |  | DM-TT-01-L Detector 0.01% O/M |  | 0.10 kg |  |  | View Datasheet
AD-10-5320 | DM-TT-50-L-F Deep Freeze 0.5% O/M | 1007.9 |  | DM-TT-50-L-F Deep Freeze 0.5% O/M |  | 0.10 kg |  |  | View Datasheet
AD-10-5310 | DM-TT-10-L-F Deep Freeze 0.1% O/M | 1381.2 |  | DM-TT-10-L-F Deep Freeze 0.1% O/M | 292 x 200 x 113 mm | 1.35 kg | IP20 | 24 VDC | View Datasheet
AD-10-5315 | DM-TT-01-L-F Deep Freeze 0.01% O/M | 4479.68 |  | DM-TT-01-L-F Deep Freeze 0.01% O/M |  | 0.10 kg |  |  | View Datasheet
09-20-6440 | NU-5 N-Card TP NET/TT | 964.45 |  | NU-5 N-Card TP NET/TT |  |  |  | 24 VDC | View Datasheet
09-20-6445 | NU-5-D N-Card + Datalogger TP NET/TT | 1132.34 |  | NU-5-D N-Card + Datalogger TP NET/TT |  |  |  | 24 VDC | View Datasheet
09-20-6450 | NU-5-DO Datalogger Card TP NET/TT | 746.6 |  | NU-5-DO Datalogger Card TP NET/TT |  |  |  | 24 VDC | View Datasheet
09-20-6455 | NU-5-D-F N-Card + Datalogger TPN/TT-F | 1256.77 |  | NU-5-D-F N-Card + Datalogger TPN/TT-F |  |  |  | 24 VDC | View Datasheet
09-20-6460 | NU-5-DO-F Datalogger Card TP NET/TT-F | 871.03 |  | NU-5-DO-F Datalogger Card TP NET/TT-F |  |  |  | 24 VDC | View Datasheet
AD-05-4300 | DM-TM-50 MicroSens Standard 0.5% O/M 1A | 1536.78 |  | DM-TM-50 MicroSens Standard 0.5% O/M 1A | 222 x 140 x 70 mm | 0.43 kg | IP54 | 24 VDC | View Datasheet
AD-05-4000 | DM-TM-50 MicroSens Standard 0.1% O/M 1A | 2862.03 |  | DM-TM-50 MicroSens Standard 0.1% O/M 1A | 222 x 140 x 70 mm | 0.43 kg | IP54 | 24 VDC | View Datasheet
AD-10-1400 | FW-TM Filter Film DM-MB-TM-XX, 1 Alarm | 29.61 |  | FW-TM Filter Film DM-MB-TM-XX, 1 Alarm |  |  |  |  | View Datasheet
AD-05-4320 | DM-TM-B-50 MicroSens Display Standard 0.5% O/M | 2239.83 |  | DM-TM-B-50 MicroSens Display Standard 0.5% O/M | 222 x 140 x 70 mm | 0.43 kg | IP54 | 24 VDC | View Datasheet
AD-05-4020 | DM-TM-B-10 MicroSens Display Standard 0.1% O/M | 3484.19 |  | DM-TM-B-10 MicroSens Display Standard 0.1% O/M | 222 x 140 x 70 mm | 0.43 kg | IP54 | 24 VDC | View Datasheet
AD-10-1420 | FW-TM-B Filter Film DM-TM-B-X0, 1A | 29.61 |  | FW-TM-B Filter Film DM-TM-B-X0, 1A | 222 x 140 x 70 mm | 0.43 kg | IP54 | 24 VDC | View Datasheet
AD-05-4531 | DM-TMV-50 MicroSens Standard 0.5% O/M 2A | 1617.64 |  | DM-TMV-50 MicroSens Standard 0.5% O/M 2A | 222 x 140 x 70 mm | 0.43 kg | IP54 | 24 VDC | View Datasheet
AD-05-4521 | DM-TMV-10 MicroSens Standard 0.1% O/M 2A | 2862.03 |  | DM-TMV-10 MicroSens Standard 0.1% O/M 2A | 222 x 140 x 70 mm | 0.43 kg | IP54 | 24 VDC | View Datasheet
AD-10-1440 | FW-TMV Filter Film DM-TMV-X0, 2A | 29.61 |  | FW-TMV Filter Film DM-TMV-X0, 2A | 222 x 140 x 70 mm | 0.43 kg | IP54 | 24 VDC | View Datasheet
AD-05-4310 | DM-TM-R-50 MicroSens 0.5% O/M, RI, 1A | 2239.83 |  | DM-TM-R-50 MicroSens 0.5% O/M, RI, 1A | 222 x 140 x 70 mm | 0.43 kg | IP54 | 24 VDC | View Datasheet
AD-05-4010 | DM-TM-R-10 MicroSens 0.1% O/M, RI, 1A | 3484.19 |  | DM-TM-R-10 MicroSens 0.1% O/M, RI, 1A | 222 x 140 x 70 mm | 0.43 kg | IP54 | 24 VDC | View Datasheet
AD-10-1410 | FW-TM-R Filter Film DM-TM-R-X0, 1A | 29.61 |  | FW-TM-R Filter Film DM-TM-R-X0, 1A | 222 x 140 x 70 mm | 0.43 kg | IP54 | 24 VDC | View Datasheet
AD-05-4330 | DM-TM-RB-50 MicroSens 0.5% O/M, RI, 1A | 2862.03 |  | DM-TM-RB-50 MicroSens 0.5% O/M, RI, 1A | 222 x 140 x 70 mm | 0.43 kg | IP54 | 24 VDC | View Datasheet
AD-05-4030 | DM-TM-RB-10 MicroSens 0.1% O/M, RI, 1A | 4106.37 |  | DM-TM-RB-10 MicroSens 0.1% O/M, RI, 1A | 222 x 140 x 70 mm | 0.43 kg | IP54 | 24 VDC | View Datasheet
AD-10-1430 | FW-TM-RB Filter Film DM-TM-RB-XX, 1A | 29.61 |  | FW-TM-RB Filter Film DM-TM-RB-XX, 1A | 222 x 140 x 70 mm | 0.43 kg | IP54 | 24 VDC | View Datasheet
AD-05-1520 | DM-MB-TM-50 Device Basis MicroSens 0.5-2% O/M | 995.48 |  | DM-MB-TM-50 Device Basis MicroSens 0.5-2% O/M | 222 x 140 x 70 mm | 0.43 kg | IP54 | 24 VDC | View Datasheet
AD-05-1500 | DM-MB-TM-10 Device Basis MicroSens 0.1-2% O/M | 2239.83 |  | DM-MB-TM-10 Device Basis MicroSens 0.1-2% O/M | 222 x 140 x 70 mm | 0.43 kg | IP54 | 24 VDC | View Datasheet
AD-05-3500 | HB-TM MicroSens Device Basis | 206.97 |  | HB-TM MicroSens Device Basis | 222 x 140 x 70 mm | 0.43 kg | IP54 | 24 VDC | View Datasheet
09-20-6680 | RU-1 Relay Module | 403.7 |  | RU-1 Relay Module |  |  |  |  | View Datasheet
09-20-6681 | RU-2 Relay Module | 403.7 |  | RU-2 Relay Module |  |  |  |  | View Datasheet
09-20-6140 | NU-2 Network Card MicroSens | 847.91 |  | NU-2 Network Card MicroSens | 222 x 140 x 70 mm | 0.43 kg | IP54 | 24 VDC | View Datasheet
09-20-6400 | NU-2-D Network Card MicroSens + Datalogger | 1194.56 |  | NU-2-D Network Card MicroSens + Datalogger | 222 x 140 x 70 mm | 0.43 kg | IP54 | 24 VDC | View Datasheet
09-20-6405 | NU-2-DO MicroSens Datalogger Only | 808.84 |  | NU-2-DO MicroSens Datalogger Only | 222 x 140 x 70 mm | 0.43 kg | IP54 | 24 VDC | View Datasheet
AD-05-3580 | SP-TM-5 Filter MicroSens (Pk10) | 11.83 |  | SP-TM-5 Filter MicroSens (Pk10) | 222 x 140 x 70 mm | 0.43 kg | IP54 | 24 VDC | View Datasheet
01-10-9330 | AF-BR Marking Tape Reducing | 2.18 |  | AF-BR Marking Tape Reducing |  |  |  |  | View Datasheet
01-10-9390 | AF-2.0 ASD Reduction 2mm | 2.18 |  | AF-2.0 ASD Reduction 2mm |  |  |  |  | View Datasheet
01-10-9395 | AF-2.5 ASD Reduction 2.5mm | 2.18 |  | AF-2.5 ASD Reduction 2.5mm |  |  |  |  | View Datasheet
01-10-9400 | AF-3.0 ASD Reduction 3mm | 2.18 |  | AF-3.0 ASD Reduction 3mm |  |  |  |  | View Datasheet
01-10-9410 | AF-3.2 ASD Reduction 3.2mm | 2.18 |  | AF-3.2 ASD Reduction 3.2mm |  |  |  |  | View Datasheet
01-10-9420 | AF-3.4 ASD Reduction 3.4mm | 2.18 |  | AF-3.4 ASD Reduction 3.4mm |  |  |  |  | View Datasheet
01-10-9430 | AF-3.6 ASD Reduction 3.6mm | 2.18 |  | AF-3.6 ASD Reduction 3.6mm |  |  |  |  | View Datasheet
01-10-9440 | AF-3.8 ASD Reduction 3.8mm | 2.18 |  | AF-3.8 ASD Reduction 3.8mm |  |  |  |  | View Datasheet
01-10-9450 | AF-4.0 ASD Reduction 4mm | 2.18 |  | AF-4.0 ASD Reduction 4mm |  |  |  |  | View Datasheet
01-10-9460 | AF-4.2 ASD Reduction 4.2mm | 2.18 |  | AF-4.2 ASD Reduction 4.2mm |  |  |  |  | View Datasheet
01-10-9470 | AF-4.4 ASD Reduction 4.4mm | 2.18 |  | AF-4.4 ASD Reduction 4.4mm |  |  |  |  | View Datasheet
01-10-9480 | AF-4.6 ASD Reduction 4.6mm | 2.18 |  | AF-4.6 ASD Reduction 4.6mm |  |  |  |  | View Datasheet
01-10-9490 | AF-5.0 ASD Reduction 5mm | 2.18 |  | AF-5.0 ASD Reduction 5mm |  |  |  |  | View Datasheet
01-10-9500 | AF-5.2 ASD Reduction 5.2mm | 2.18 |  | AF-5.2 ASD Reduction 5.2mm |  |  |  |  | View Datasheet
01-10-9510 | AF-5.6 ASD Reduction 5.6mm | 2.18 |  | AF-5.6 ASD Reduction 5.6mm |  |  |  |  | View Datasheet
01-10-9520 | AF-6.0 ASD Reduction 6mm | 2.18 |  | AF-6.0 ASD Reduction 6mm |  |  |  |  | View Datasheet
01-10-9530 | AF-6.8 ASD Reduction 6.8mm | 2.18 |  | AF-6.8 ASD Reduction 6.8mm |  |  |  |  | View Datasheet
01-10-9540 | AF-7.0 ASD Reduction 7mm (Pk10) | 2.18 |  | AF-7.0 ASD Reduction 7mm (Pk10) |  |  |  |  | View Datasheet
01-10-9750 | AK-C P-Clip Deep Freeze | 14.24 |  | AK-C P-Clip Deep Freeze |  |  |  |  | View Datasheet
01-10-9580 | AK-2.0 ASD DF Reduction 2mm | 23.7 |  | AK-2.0 ASD DF Reduction 2mm |  |  |  |  | View Datasheet
01-10-9590 | AK-2.5 ASD DF Reduction 2.5mm | 23.7 |  | AK-2.5 ASD DF Reduction 2.5mm |  |  |  |  | View Datasheet
01-10-9600 | AK-3.0 ASD DF Reduction 3mm | 23.7 |  | AK-3.0 ASD DF Reduction 3mm |  |  |  |  | View Datasheet
01-10-9610 | AK-3.2 ASD DF Reduction 3.2mm | 23.7 |  | AK-3.2 ASD DF Reduction 3.2mm |  |  |  |  | View Datasheet
01-10-9620 | AK-3.4 ASD DF Reduction 3.4mm | 23.7 |  | AK-3.4 ASD DF Reduction 3.4mm |  |  |  |  | View Datasheet
01-10-9630 | AK-3.6 ASD DF Reduction 3.6mm | 23.7 |  | AK-3.6 ASD DF Reduction 3.6mm |  |  |  |  | View Datasheet
01-10-9640 | AK-3.8 ASD DF Reduction 3.8mm | 23.7 |  | AK-3.8 ASD DF Reduction 3.8mm |  |  |  |  | View Datasheet
01-10-9650 | AK-4.0 ASD DF Reduction 4mm | 23.7 |  | AK-4.0 ASD DF Reduction 4mm |  |  |  |  | View Datasheet
01-10-9660 | AK-4.2 ASD DF Reduction 4.2mm | 23.7 |  | AK-4.2 ASD DF Reduction 4.2mm |  |  |  |  | View Datasheet
01-10-9670 | AK-4.4 ASD DF Reduction 4.4mm | 23.7 |  | AK-4.4 ASD DF Reduction 4.4mm |  |  |  |  | View Datasheet
01-10-9680 | AK-4.6 ASD DF Reduction 4.6mm | 23.7 |  | AK-4.6 ASD DF Reduction 4.6mm |  |  |  |  | View Datasheet
01-10-9690 | AK-5.0 ASD DF Reduction 5mm | 23.7 |  | AK-5.0 ASD DF Reduction 5mm |  |  |  |  | View Datasheet
01-10-9700 | AK-5.2 ASD DF Reduction 5.2mm | 23.7 |  | AK-5.2 ASD DF Reduction 5.2mm |  |  |  |  | View Datasheet
01-10-9710 | AK-5.6 ASD DF Reduction 5.6mm | 23.7 |  | AK-5.6 ASD DF Reduction 5.6mm |  |  |  |  | View Datasheet
01-10-9720 | AK-6.0 ASD DF Reduction 6mm | 23.7 |  | AK-6.0 ASD DF Reduction 6mm |  |  |  |  | View Datasheet
01-10-9730 | AK-6.8 ASD DF Reduction 6.8mm | 23.7 |  | AK-6.8 ASD DF Reduction 6.8mm |  |  |  |  | View Datasheet
01-10-9740 | AK-7.0 ASD DF Reduction 7mm | 23.7 |  | AK-7.0 ASD DF Reduction 7mm |  |  |  |  | View Datasheet
01-10-9360 | AS-12X9 ASD Hose 12x9mm | 2.73 |  | AS-12X9 ASD Hose 12x9mm |  |  |  |  | View Datasheet
01-10-9370 | ABS-DF Ceiling Lead-Through | 16.21 |  | ABS-DF Ceiling Lead-Through |  |  |  |  | View Datasheet
AD-10-0647 | KA-1 Condensate Trap | 528.15 |  | KA-1 Condensate Trap |  |  |  | 5V DC, 200mA | View Datasheet
01-10-9380 | RSV-R25 PVC Non Return Valve | 191.01 |  | RSV-R25 PVC Non Return Valve |  |  |  |  | View Datasheet
01-10-9290 | ABSR-2518-PG16 (Pk5) | 12.47 |  | ABSR-2518-PG16 (Pk5) |  |  |  |  | View Datasheet
W2-10-1360 | AR-10.0 Air Flow Reducer | 6.15 |  | AR-10.0 Air Flow Reducer |  |  |  |  | View Datasheet
01-10-8020 | PA-PVC PVC Test Adapter | 49.78 |  | PA-PVC PVC Test Adapter |  |  |  |  | View Datasheet
01-10-8030 | PA-ABS ABS Test Adapter | 80.2 |  | PA-ABS ABS Test Adapter |  |  |  |  | View Datasheet
01-10-9245 | PA-Y-P PVC Pipe Adapter | 63.98 |  | PA-Y-P PVC Pipe Adapter |  |  |  |  | View Datasheet
01-10-9255 | PA-Y-A ABS Pipe Adapter | 81.55 |  | PA-Y-A ABS Pipe Adapter |  |  |  |  | View Datasheet
AD-05-0566 | DIAG3/B Diagnostic Tool | 1362.63 |  | DIAG3/B Diagnostic Tool |  |  |  |  | View Datasheet
AD-05-0590 | CT-1 Smoke Pen | 208.37 |  | CT-1 Smoke Pen |  |  |  |  | View Datasheet
AD-05-0597 | SP-CT-1 Sticks for Smoke Pen (Pk6) | 185.45 |  | SP-CT-1 Sticks for Smoke Pen (Pk6) |  |  |  |  | View Datasheet
AD-05-0595 | AK-CT-1 Bracket for Smoke Pen | 62.2 |  | AK-CT-1 Bracket for Smoke Pen |  |  |  |  | View Datasheet
BM-50-0010 | PURE-AX9 Smoke Cartridge Testing | 124.48 |  | PURE-AX9 Smoke Cartridge Testing |  |  |  |  | View Datasheet
AD-10-1960 | LF-AD/A Air Filter Standard | 387.06 |  | LF-AD/A Air Filter Standard |  |  |  |  | View Datasheet
AD-10-0330 | LF-AD-E Filter Element 15μm | 82.17 |  | LF-AD-E Filter Element 15μm |  |  |  |  | View Datasheet
AD-10-1975 | LF-AD-K Filter Standard FUSION | 210.4 |  | LF-AD-K Filter Standard FUSION | 292 x 200 x 113 mm | 1.35 kg | IP20 | 24 VDC | View Datasheet
AD-10-0336 | LF-AD-E-K Filter Element LF-AD-K | 79.61 |  | LF-AD-E-K Filter Element LF-AD-K |  |  |  |  | View Datasheet
AD-10-1963 | LF-AD-1-A Filter Titanus 10μm | 474.59 |  | LF-AD-1-A Filter Titanus 10μm |  | 0.10 | IP 20 | 24 | View Datasheet
AD-10-0335 | LF-AD-E Special Filter LF-AD-1 (A) | 124.42 |  | LF-AD-E Special Filter LF-AD-1 (A) |  |  |  |  | View Datasheet
AD-10-1966 | LF-AD-2-A Filter Titanus 5μm | 474.59 |  | LF-AD-2-A Filter Titanus 5μm |  | 0.10 | IP 20 | 24 | View Datasheet
AD-10-0332 | LF-AD-E-2 Filter LF-AD-2 (-A) | 141.22 |  | LF-AD-E-2 Filter LF-AD-2 (-A) |  |  |  |  | View Datasheet
AD-05-5200 | AB-1 Housing for Titanus | 280.06 |  | AB-1 Housing for Titanus |  | 0.10 | IP 20 | 24 | View Datasheet
AD-10-1500 | FW-AB-1 Cover MicroSens | 29.61 |  | FW-AB-1 Cover MicroSens | 222 x 140 x 70 mm | 0.43 kg | IP54 | 24 VDC | View Datasheet
AD-10-1980 | SD-1/A Sound Absorber | 307.9 |  | SD-1/A Sound Absorber |  |  |  |  | View Datasheet
AD-05-0492 | KT-HS-1 Installation Kit | 49.78 |  | KT-HS-1 Installation Kit |  |  |  |  | View Datasheet
AD-10-0915 | 3KH-ABS ABS 3-Way Ball Valve | 381.79 |  | 3KH-ABS ABS 3-Way Ball Valve |  |  |  |  | View Datasheet
AD-10-0925 | 3KH-PVC PVC 3-Way Ball Valve | 87.78 |  | 3KH-PVC PVC 3-Way Ball Valve |  |  |  |  | View Datasheet
09-20-5481 | E548/c Reset Board | 188.41 |  | E548/c Reset Board |  |  |  |  | View Datasheet
SV-10-0160 | Power Supply BNL-3-12-H | 2364.27 |  | Power Supply BNL-3-12-H |  |  |  |  | View Datasheet
SV-10-0165 | Power Supply BNL-3-24-H | 2675.36 |  | Power Supply BNL-3-24-H |  |  |  |  | View Datasheet
SV-10-0170 | Power Supply BNL-6-24-H | 2799.79 |  | Power Supply BNL-6-24-H |  |  |  |  | View Datasheet
SV-10-0185 | Power Supply BNL-12-65-H | 3484.19 |  | Power Supply BNL-12-65-H |  |  |  |  | View Datasheet
SV-10-0460 | Power Supply BNL-6-38-R | 2986.44 |  | Power Supply BNL-6-38-R |  |  |  |  | View Datasheet
SV-10-0470 | Power Supply BNL-8-65-R | 4355.24 |  | Power Supply BNL-8-65-R |  |  |  |  | View Datasheet
SV-10-0410 | Fuse Module Type: FU-1 | 190.38 |  | Fuse Module Type: FU-1 |  |  |  |  | View Datasheet
SV-10-0415 | Fuse Module Type: FU-2 | 124.42 |  | Fuse Module Type: FU-2 |  |  |  |  | View Datasheet
SV-10-0420 | Fuse Module Type: FU-3 | 149.33 |  | Fuse Module Type: FU-3 |  |  |  |  | View Datasheet
SV-10-0430 | Fuse Module Type: FU-4 | 485.3 |  | Fuse Module Type: FU-4 |  |  |  |  | View Datasheet
Pipe and Fittings
516.018.925 | Aspirating Pipe & Fittings In-Line Filter (Red) | 346.29 |  | Aspirating Pipe & Fittings In-Line Filter (Red) |  |  | IP 40 |  | View Datasheet
516.018.926 | Aspirating Pipe & Fittings Replacement Filter Elements (Pack of 4) | 151.98 |  | Aspirating Pipe & Fittings Replacement Filter Elements (Pack of 4) |  |  | IP 40 |  | View Datasheet
JC001-25 | 90° Sweeping Bend 25mm RED (MOQ 5) | 10.29 |  | 90° Sweeping Bend 25mm RED (MOQ 5) |  |  |  |  | View Datasheet
JC001S-25 | 90° Sharp Bend 25mm RED (MOQ 5) | 5.91 |  | 90° Sharp Bend 25mm RED (MOQ 5) |  |  |  |  | View Datasheet
JC002-25 | 45° Bend 25mm RED (MOQ 5) | 4.82 |  | 45° Bend 25mm RED (MOQ 5) |  |  |  |  | View Datasheet
JC003-25 | Socket Union 25mm RED (MOQ 5) | 13.86 |  | Socket Union 25mm RED (MOQ 5) |  |  |  |  | View Datasheet
JC004-1 | Pipe Clip 25-27mm RED (MOQ 10) | 1.51 |  | Pipe Clip 25-27mm RED (MOQ 10) |  |  |  |  | View Datasheet
JC005-1 | Adaptor 25-27mm RED (MOQ 5) | 2.17 |  | Adaptor 25-27mm RED (MOQ 5) |  |  |  |  | View Datasheet
JC005-25 | Jointing Socket 25mm RED (MOQ 10) | 1.72 |  | Jointing Socket 25mm RED (MOQ 10) |  |  |  |  | View Datasheet
JC006-25 | Tee Piece 25mm RED (MOQ 5) | 6.54 |  | Tee Piece 25mm RED (MOQ 5) |  |  |  |  | View Datasheet
JC007-25 | End Cap 25mm RED (MOQ 5) | 1.96 |  | End Cap 25mm RED (MOQ 5) |  |  |  |  | View Datasheet
JC008-1 | Pipe 25mm RED 2.4m (MOQ 10) | 12.37 |  | Pipe 25mm RED 2.4m (MOQ 10) |  |  |  |  | View Datasheet
JC009-25 | Capillary Adaptor 25mm RED (MOQ 5) | 3.86 |  | Capillary Adaptor 25mm RED (MOQ 5) |  |  |  |  | View Datasheet
JC010 | Sample Point Labels (MOQ 100) | 0.43 |  | Sample Point Labels (MOQ 100) |  |  |  |  | View Datasheet
JC011 | Solvent Cement ASD | 33.29 |  | Solvent Cement ASD |  |  |  |  | View Datasheet
JC018-R | Nylon Tubing 10mm x 100m RED | 603.9 |  | Nylon Tubing 10mm x 100m RED |  |  |  |  | View Datasheet
JC019C-25 | Conical Sampling Kit 25mm RED | 45.58 |  | Conical Sampling Kit 25mm RED |  |  |  |  | View Datasheet
JC019C-HO | Conical Head (MOQ 5) | 14.48 |  | Conical Head (MOQ 5) |  |  |  |  | View Datasheet
JC019F-25 | Flush Sampling Kit 25mm RED | 45.58 |  | Flush Sampling Kit 25mm RED |  |  |  |  | View Datasheet
JC019F-HO | Flush Head (MOQ 5) | 14.48 |  | Flush Head (MOQ 5) |  |  |  |  | View Datasheet
JC020-25 | Discrete Sampling Kit 25mm RED | 51.94 |  | Discrete Sampling Kit 25mm RED |  |  |  |  | View Datasheet
JC021-25 | Capillary End Cap 25mm RED (MOQ 5) | 13.91 |  | Capillary End Cap 25mm RED (MOQ 5) |  |  |  |  | View Datasheet
JC022-25 | Capillary Tee Piece 25mm RED (MOQ 5) | 17.61 |  | Capillary Tee Piece 25mm RED (MOQ 5) |  |  |  |  | View Datasheet
JC030-25 | Flexi Bend 30cm - 25mm RED | 48.26 |  | Flexi Bend 30cm - 25mm RED |  |  |  |  | View Datasheet
JC031-25 | Flexi Bend 1m - 25mm RED | 126.66 |  | Flexi Bend 1m - 25mm RED |  |  |  |  | View Datasheet
JCCBLTR | Pipe Ties (MOQ 100) | 0.39 |  | Pipe Ties (MOQ 100) |  |  |  |  | N/A
JCCT-01-25 | Condensation Trap 25mm RED | 372.53 |  | Condensation Trap 25mm RED |  |  |  |  | N/A
JCCTG-01-25 | Condensation Trap 25mm GREY | 908.21 |  | Condensation Trap 25mm GREY |  |  |  |  | N/A
JCG001-25 | 90° Sweeping Bend 25mm GREY (MOQ 5) | 17.89 |  | 90° Sweeping Bend 25mm GREY (MOQ 5) |  |  |  |  | View Datasheet
JCG002-25 | 45° Bend 25mm GREY (MOQ 5) | 14.38 |  | 45° Bend 25mm GREY (MOQ 5) |  |  |  |  | View Datasheet
JCG003-25 | Socket Union 25mm GREY (MOQ 5) | 37.68 |  | Socket Union 25mm GREY (MOQ 5) |  |  |  |  | View Datasheet
JCG004-25 | Pipe Clip 25-27mm GREY (MOQ 10) | 7.17 |  | Pipe Clip 25-27mm GREY (MOQ 10) |  |  |  |  | View Datasheet
JCG005-25 | Jointing Socket 25mm GREY (MOQ 10) | 7.3 |  | Jointing Socket 25mm GREY (MOQ 10) |  |  |  |  | View Datasheet
JCG006-25 | Tee Piece 25mm GREY (MOQ 5) | 15.49 |  | Tee Piece 25mm GREY (MOQ 5) |  |  |  |  | View Datasheet
JCG007-25 | End Cap 25mm GREY (MOQ 5) | 8.44 |  | End Cap 25mm GREY (MOQ 5) |  |  |  |  | View Datasheet
JCG008-1 | Pipe 25mm GREY 2.4m (MOQ 10) | 20.72 |  | Pipe 25mm GREY 2.4m (MOQ 10) |  |  |  |  | View Datasheet
JCG019C-25 | Conical Sampling Kit 25mm GREY | 152.09 |  | Conical Sampling Kit 25mm GREY |  |  |  |  | View Datasheet
Duct Probe
517.025.055 | DPKF - Filter (Pack of 10) | 200.16 |  | DPKF - Filter (Pack of 10) |  |  |  |  | View Datasheet
517.025.056 | DPK6 Duct Probe with 4B-C 4" Continuity Base | 320.87 |  | DPK6 Smoke Detection Equipment | 103 mm x 69 mm x 131 mm | 300 g | IP54 | 24 VDC | View Datasheet
517.025.058 | DPK6-60 - Duct Probe Tube 60cm | 68.61 |  | DPK6-60 - Duct Probe Tube 60cm |  |  |  |  | View Datasheet
517.025.059 | DPK6-150 - Duct Probe Tube 150cm | 119.84 |  | DPK6-150 - Duct Probe Tube 150cm |  |  |  |  | View Datasheet
517.025.060 | DPK6-280 - Duct Probe Tube 280cm | 209.64 |  | DPK6-280 - Duct Probe Tube 280cm |  |  |  |  | View Datasheet
517.025.061 | DPK6-MB - Duct Probe Mounting Bracket | 60.55 |  | DPK6-MB - Duct Probe Mounting Bracket |  |  |  |  | View Datasheet
Beam Detectors
5000-005 | Universal Mounting Bracket | 333.81 |  | Universal Mounting Bracket |  |  |  |  | View Datasheet
5000-006 | Flat Mounting Plate for 1 to 4 Prisms | 190.29 |  | Flat Mounting Plate for 1 to 4 Prisms |  |  |  |  | View Datasheet
5000-007 | Prism Mounting Plate for 4 Prisms | 234.83 |  | Prism Mounting Plate for 4 Prisms |  |  |  |  | View Datasheet
5000-008 | Prism Mounting Plate for 1 Prism | 200.46 |  | Prism Mounting Plate for 1 Prism |  |  |  |  | View Datasheet
516.015.007 | FireRay Reflector 100x100 | 78.51 |  | Beam Bracket for Use With FR5000 and FR50R/100R | 238 mm x 188 mm x 106 | 1.5 kg | IP54 | 10.2 VDC to 30 VDC | View Datasheet
6020-100 | FR HUB Beam Detector System | 1541.37 |  | FR HUB Beam Detector System |  |  |  |  | View Datasheet
6030-100 | FR HUB Reflective Detector | 1045 |  | FR HUB Reflective Detector |  |  |  |  | View Datasheet
6080-100 | FR HUB Reflective Controller | 992.75 |  | FR HUB Reflective Controller |  |  |  |  | View Datasheet
516.015.022 | Fireray One | 1116.14 |  | Reflective Beam Weather Guard | 238 mm x 188 mm x 106 | 1.5 kg | IP54 | 10.2 VDC to 30 VDC | View Datasheet
516.015.040 | Fireray Long Range Kit | 326.25 |  | Fireray Long Range Kit | 238 mm x 188 mm x 106 | 1.5 kg | IP54 | 10.2 VDC to 30 VDC | View Datasheet
516.015.041 | Reflector Wall Bracket (White) | 189.74 |  | Reflector Wall Bracket (White) |  |  |  |  | View Datasheet
516.015.043 | 1 Reflector Adjustment Bracket | 645.86 |  | 1 Reflector Adjustment Bracket |  |  |  |  | View Datasheet
516.015.044 | 4 Reflector Adjustment Bracket | 652.51 |  | 4 Reflector Adjustment Bracket |  |  |  |  | View Datasheet
516.015.048 | Commissioning and Maintenance Kit | 339.56 |  | Commissioning And Maintenance Kit |  |  |  |  | View Datasheet
516.015.050 | Fireray One Back Box | 339.56 |  | Fireray One Back Box | 238 mm x 188 mm x 106 | 1.5 kg | IP54 | 10.2 VDC to 30 VDC | View Datasheet
Intrinsically Safe Products
514.001.109 | MCP220Ex Conventional Weatherproof Intrinsically Safe Call Point | 272.13 |  | MCP220Ex Conventional Weatherproof Intrinsically Safe Call Point |  |  |  |  | View Datasheet
516.052.041.Y | MD611Ex Conventional Fixed Temperature Heat Detector | 181.57 |  | MD611Ex Conventional Fixed Temperature Heat Detector | 100 mm x 42 mm | 80 g | IP43 | 12 VDC to 33 VDC | View Datasheet
516.052.051.Y | MD601Ex Conventional Rate of Rise Heat Detector | 169.65 |  | MD601Ex Conventional Rate of Rise Heat Detector |  |  |  |  | View Datasheet
516.054.011.Y | MR601TEx Conventional High Performance Optical Smoke Detector | 201.15 |  | MR601TEx Conventional High Performance Optical Smoke Detector | 100 mm x 42 mm | 80 g | IP43 | 12 VDC to 33 VDC | View Datasheet
516.061.001.Y | MDU601Ex Enhanced Carbon Monoxide Fire & Heat Detector | 415.57 |  | MDU601Ex Enhanced Carbon Monoxide Fire & Heat Detector | 100 mm x 42 mm | 80 g | IP43 | 12 VDC to 33 VDC | View Datasheet
516.600.066 | 601FEx Infra-Red Flame Detector | 1117.61 |  | 601FEx Infra-Red Flame Detector | 100 mm x 42 mm | 111 g | IP43 | 12 VDC to 33 VDC | View Datasheet
517.050.023 | 5BEX 5" Universal Ex Detector Base | 35.81 |  | 5BEX 5" Universal Ex Detector Base | 130 mm x 60 mm | 175 g | IP66 |  | View Datasheet
System 600/800 Accessories
517.001.196 | UC2 4-Way Barrier Housing | 258.86 |  | UC2 4 Way Barrier Housing |  |  |  |  | View Datasheet
517.001.247 | DX170 Enclosure with 170mm DIN Rail | 1083.02 |  | DX170 Enclosure with 170mm DIN Rail |  |  |  |  | View Datasheet
517.001.248 | DX070 Enclosure with 70mm DIN Rail | 258.64 |  | DX070 Enclosure with 70mm DIN Rail |  |  |  |  | View Datasheet
517.001.301 | MTL7728+ Zener Safety Barrier for Conventional Detection Circuits | 187.59 |  | MTL7728+ Zener Safety Barrier for Conventional Detection Circuits |  |  |  |  | View Datasheet
517.001.302 | MTL5561 2 Channel Galvanic Isolator | 612.17 |  | MTL5561 2 Channel Galvanic Isolator |  |  |  |  | View Datasheet
517.001.304 | MTL5525 I.S. Sounder Driver | 488.94 |  | MTL5525 IS Sounder Driver |  |  |  |  | View Datasheet
540.001.038 | XB8 Intrinsically Safe Xenon Beacon | 1421.93 |  | XB8 Intrinsically Safe Xenon Beacon | 120 mm x 175 | 480 g | IP65 | 10 VDC to 60 VDC | View Datasheet
576.501.053 | IS28 MK6 Banshee Sounder | 598.37 |  | IS28 MK6 Banshee Sounder | 96 mm x 96 mm x 60 | 150 g | IP66 | 9 VDC to 60 VDC | View Datasheet
DB3BDGD048N2BNR | DB3B Flameproof Horn Sounder High Power Explosion Proof | 1748.27 |  | DB3B Flameproof Horn Sounder High Power Explosion Proof | 106 mm x 131 mm x 127 | 1.05 kg | IP66 | 18 VDC to 54 VDC | View Datasheet
SensorLaser Plus Linear Heat Detection
580.400.001 | MZX SensorLaser Pro 1 Km | 39273.29 |  | MZX SensorLaser Pro 1 Km | 441 mm x 278 mm x 110 mm | 4.1 kg | IP20 | 18 VDC to 30 VDC | View Datasheet
580.400.002 | MZX SensorLaser Pro 2 Km | 46885.42 |  | MZX SensorLaser Pro 2 Km | 441 mm x 278 mm x 110 mm | 4.1 kg | IP20 | 18 VDC to 30 VDC | View Datasheet
580.400.003 | MZX SensorLaser Pro 4 Km | 50763.33 |  | MZX SensorLaser Pro 4 Km | 441 mm x 278 mm x 110 mm | 4.1 kg | IP20 | 18 VDC to 30 VDC | View Datasheet
580.400.004 | MZX SensorLaser Pro 6 Km | 77604.79 |  | MZX SensorLaser Pro 6 Km | 441 mm x 278 mm x 110 mm | 4.1 kg | IP20 | 18 VDC to 30 VDC | View Datasheet
580.400.005 | MZX SensorLaser Pro 8 Km | 86551.94 |  | MZX SensorLaser Pro 8 Km | 441 mm x 278 mm x 110 mm | 4.1 kg | IP20 | 18 VDC to 30 VDC | View Datasheet
580.400.006 | MZX SensorLaser Pro 10 Km | 95687.46 |  | MZX SensorLaser Pro 10 km | 441 mm x 278 mm x 110 mm | 4.1 kg | IP20 | 18 VDC to 30 VDC | View Datasheet
580.400.007 | MZX SensorLaser Pro Sensor Channel 1 | 523.63 |  | MZX SensorLaser Pro Sensor Channel 1 | 292 x 200 x 113 mm | 0.10 | IP 20 | 24 | View Datasheet
580.400.008 | MZX SensorLaser Pro Sensor Channel 2 | 8617.51 |  | MZX SensorLaser Pro Sensor Channel 2 | 292 x 200 x 113 mm | 0.10 | IP 20 | 24 | View Datasheet
580.400.009 | MZX SensorLaser Pro Sensor Channel 4 | 17235.03 |  | MZX SensorLaser Pro Sensor Channel 4 | 292 x 200 x 113 mm | 0.10 | IP 20 | 24 | View Datasheet
580.400.010 | 19" Rack Indoor Housing | 400 |  | 19" Rack Indoor Housing | 85 mm x 85 mm x 55 | 70 g | IP30 |  | View Datasheet
580.400.011 | Wall Mount Housing | 838.2 |  | Wall Mount Housing |  |  |  |  | View Datasheet
580.400.012 | MZX SensorLaser Pro Relay Board (44) | 974.75 |  | MZX SensorLaser Pro Relay Board (44) | 441 mm x 278 mm x 110 mm | 4.1 kg | IP20 | 18 VDC to 30 VDC | View Datasheet
580.400.013 | MZX SensorLaser Pro Relay Board (88) | 1952.35 |  | MZX SensorLaser Pro Relay Board (88) | 441 mm x 278 mm x 110 mm | 4.1 kg | IP20 | 18 VDC to 30 VDC | View Datasheet
580.400.014 | Modbus TCP Slave | 1827.09 |  | Modbus TCP Slave |  |  |  |  | View Datasheet
580.400.015 | MZX SensorLaser Pro Output Connection Set | 1538.9 |  | MZX SensorLaser Pro Output Connection Set | 441 mm x 278 mm x 110 mm | 4.1 kg | IP20 | 18 VDC to 30 VDC | View Datasheet
580.400.016 | MZX SensorLaser Pro Output Connection Cables | 747.79 |  | MZX SensorLaser Pro Output Connection Cables | 441 mm x 278 mm x 110 mm | 4.1 kg | IP20 | 18 VDC to 30 VDC | View Datasheet
580.400.017 | Outdoor Housing IP66 | 3145.62 |  | Outdoor Housing IP66 | 85 mm x 85 mm x 55 | 70 g | IP30 |  | View Datasheet
580.400.018 | MZX SensorLaser Pro Safety Cable | 4.71 |  | MZX SensorLaser Pro Safety Cable | 441 mm x 278 mm x 110 mm | 4.1 kg | IP20 | 18 VDC to 30 VDC | View Datasheet
580.400.019 | MZX SensorLaser Pro Safety Connector | 421.92 |  | MZX SensorLaser Pro Safety Connector | 441 mm x 278 mm x 110 mm | 4.1 kg | IP20 | 18 VDC to 30 VDC | View Datasheet
580.400.020 | MZX SensorLaser Pro Safety Cable Steel | 9.03 |  | MZX SensorLaser Pro Safety Cable Steel | 441 mm x 278 mm x 110 mm | 4.1 kg | IP20 | 18 VDC to 30 VDC | View Datasheet
580.400.021 | MZX SensorLaser Pro Safety Steel Connector | 756.25 |  | MZX SensorLaser Pro Safety Steel Connector | 441 mm x 278 mm x 110 mm | 4.1 kg | IP20 | 18 VDC to 30 VDC | View Datasheet
580.400.022 | Cable Drum | 326.79 |  | Cable Drum |  |  |  |  | View Datasheet
580.400.023 | E2000 8° APC Pigtail 5m | 259.93 |  | E2000 8° APC Pigtail 5m |  |  |  |  | View Datasheet
580.400.024 | E2000 8° APC Pigtail 30m | 496.32 |  | E2000 8° APC Pigtail 30m |  |  |  |  | View Datasheet
580.400.025 | MZX SensorLaser Pro Relay Control Set | 11254.57 |  | MZX SensorLaser Pro Relay Control Set | 441 mm x 278 mm x 110 mm | 4.1 kg | IP20 | 18 VDC to 30 VDC | View Datasheet
580.400.026 | MZX SensorLaser Pro Relay Extension Set | 898.48 |  | MZX SensorLaser Pro Relay Extension Set | 441 mm x 278 mm x 110 mm | 4.1 kg | IP20 | 18 VDC to 30 VDC | View Datasheet
580.400.027 | MZX SensorLaser Pro ATEX/IECEx Zone 0 | 10849.6 |  | MZX SensorLaser Pro ATEX/IECEx Zone 0 | 441 mm x 278 mm x 110 mm | 4.1 kg | IP20 | 18 VDC to 30 VDC | View Datasheet
580.400.028 | MZX SensorLaser Pro ATEX/IECEx Zone 1 | 10868.43 |  | MZX SensorLaser Pro ATEX/IECEx Zone 1 | 441 mm x 278 mm x 110 mm | 4.1 kg | IP20 | 18 VDC to 30 VDC | View Datasheet
580.400.029 | LHD Cable Mounting, Zincked | 234.49 |  | LHD Cable Mounting, Zincked |  |  |  |  | View Datasheet
580.400.030 | LHD Cable Mounting, Stainless | 888.77 |  | LHD Cable Mounting, Stainless |  |  |  |  | View Datasheet
580.400.031 | MZX SensorLaser Pro SmartVision | 18972.67 |  | SLP Fibre Optic Cable 50/125um OM3 Pair - Per Meter | 441 mm x 278 mm x 110 mm | 4.1 kg | IP20 | 18 VDC to 30 VDC | View Datasheet
580.400.032 | Output Connection Set 19" | 816.27 |  | SLP Fibre Optic Cable Connector Pair Factory Fitted |  |  |  |  | View Datasheet
580.400.033 | E2000 APC Adapter | 106.93 |  | SLP Fibre Optic Cable Connector Pair Field Assembly |  |  |  |  | View Datasheet
580.400.034 | Versatile Cable Clamp (500pc) | 6905.23 |  | SLP Micro Bend Sensor Cable Per Metre |  |  |  |  | View Datasheet
580.400.035 | Heavy Duty Splice Box | 692.44 |  | SLP Sensor Cable Connector |  |  |  |  | View Datasheet
580.400.036 | Engineering/Technical - Half Day Service | 2905.66 |  | SLP DIN Rail Mounting Kit |  |  |  |  | View Datasheet
ProReact Linear Heat Detection
516.016.027 | Digital Interface 2-Zone Monitor Module | 1431.97 |  | Digital Interface 2-Zone Monitor Module |  |  |  |  | View Datasheet
516.016.028 | LHD Junction EOL Box | 204.57 |  | LHD Junction EOL Box |  |  |  |  | View Datasheet
516.016.029 | Digital 1 or 2 Zone LHD EOL Box | 340.94 |  | Digital 1 or 2 Zone LHD EOL Box |  |  |  |  | View Datasheet
516.016.030 | Digital LHD 68°C PVC (MOQ 100m) | 6.66 |  | Digital LHD 68°C PVC (MOQ 100m) |  |  |  |  | View Datasheet
516.016.031 | Digital LHD 68°C PVC (MOQ 200m) | 6.66 |  | Digital LHD 68°C PVC (MOQ 200m) |  |  |  |  | View Datasheet
516.016.032 | Digital LHD 68°C PVC (MOQ 500m) | 6.66 |  | Digital LHD 68°C PVC (MOQ 500m) |  |  |  |  | View Datasheet
516.016.033 | Digital LHD 78°C PVC (MOQ 100m) | 6.66 |  | Digital LHD 78°C PVC (MOQ 100m) |  |  |  |  | View Datasheet
516.016.034 | Digital LHD 78°C PVC (MOQ 200m) | 6.66 |  | Digital LHD 78°C PVC (MOQ 200m) |  |  |  |  | View Datasheet
516.016.035 | Digital LHD 78°C PVC (MOQ 500m) | 6.66 |  | Digital LHD 78°C PVC (MOQ 500m) |  |  |  |  | View Datasheet
516.016.036 | Digital LHD 88°C PVC (MOQ 100m) | 6.66 |  | Digital LHD 88°C PVC (MOQ 100m) |  |  |  |  | View Datasheet
516.016.037 | Digital LHD 88°C PVC (MOQ 200m) | 6.66 |  | Digital LHD 88°C PVC (MOQ 200m) |  |  |  |  | View Datasheet
516.016.038 | Digital LHD 88°C PVC (MOQ 500m) | 6.66 |  | Digital LHD 88°C PVC (MOQ 500m) |  |  |  |  | View Datasheet
516.016.039 | Digital LHD 105°C PVC (MOQ 100m) | 6.66 |  | Digital LHD 105°C PVC (MOQ 100m) |  |  |  |  | View Datasheet
516.016.041 | Digital LHD 105°C PVC (MOQ 500m) | 6.66 |  | Digital LHD 105°C PVC (MOQ 500m) |  |  |  |  | View Datasheet
516.016.042 | Digital LHD 68°C Nylon Outer Sheath (MOQ 100m) | 7.76 |  | Digital LHD 68°C Nylon Outer Sheath (MOQ 100m) |  |  |  |  | View Datasheet
516.016.043 | Digital LHD 68°C Nylon Outer Sheath (MOQ 200m) | 7.76 |  | Digital LHD 68°C Nylon Outer Sheath (MOQ 200m) |  |  |  |  | View Datasheet
516.016.044 | Digital LHD 68°C Nylon Outer Sheath (MOQ 500m) | 7.76 |  | Digital LHD 68°C Nylon Outer Sheath (MOQ 500m) |  |  |  |  | View Datasheet
516.016.045 | Digital LHD 78°C Nylon Outer Sheath (MOQ 100m) | 7.76 |  | Digital LHD 78°C Nylon Outer Sheath (MOQ 100m) |  |  |  |  | View Datasheet
516.016.047 | Digital LHD 78°C Nylon Outer Sheath (MOQ 500m) | 7.76 |  | Digital LHD 78°C Nylon Outer Sheath (MOQ 500m) |  |  |  |  | View Datasheet
516.016.048 | Digital LHD 88°C Nylon Outer Sheath (MOQ 100m) | 7.76 |  | Digital LHD 88°C Nylon Outer Sheath (MOQ 100m) |  |  |  |  | View Datasheet
516.016.050 | Digital LHD 88°C Nylon Outer Sheath (MOQ 500m) | 7.76 |  | Digital LHD 88°C Nylon Outer Sheath (MOQ 500m) |  |  |  |  | View Datasheet
516.016.051 | Digital LHD 105°C Nylon Outer Sheath (MOQ 100m) | 7.76 |  | Digital LHD 105°C Nylon Outer Sheath (MOQ 100m) |  |  |  |  | View Datasheet
516.016.053 | Digital LHD 105°C Nylon Outer Sheath (MOQ 500m) | 7.76 |  | Digital LHD 105°C Nylon Outer Sheath (MOQ 500m) |  |  |  |  | View Datasheet
516.016.054 | Digital LHD 185°C Nylon Outer Sheath (MOQ 100m) | 7.76 |  | Digital LHD 185°C Nylon Outer Sheath (MOQ 100m) |  |  |  |  | View Datasheet
516.016.056 | Digital LHD 185°C Nylon Outer Sheath (MOQ 500m) | 7.76 |  | Digital LHD 185°C Nylon Outer Sheath (MOQ 500m) |  |  |  |  | View Datasheet
516.016.057 | Digital LHD 68°C Stainless Steel Outer Braid on PVC (MOQ 100m) | 10.57 |  | Digital LHD 68°C Stainless Steel Outer Braid on PVC (MOQ 100m) |  |  |  |  | View Datasheet
516.016.059 | Digital LHD 68°C Stainless Steel Outer Braid on PVC (MOQ 500m) | 10.57 |  | Digital LHD 68°C Stainless Steel Outer Braid on PVC (MOQ 500m) |  |  |  |  | View Datasheet
516.016.060 | Digital LHD 78°C Stainless Steel Outer Braid on PVC (MOQ 100m) | 10.57 |  | Digital LHD 78°C Stainless Steel Outer Braid on PVC (MOQ 100m) |  |  |  |  | View Datasheet
516.016.063 | Digital LHD 88°C Stainless Steel Outer Braid on PVC (MOQ 100m) | 10.57 |  | Digital LHD 88°C Stainless Steel Outer Braid on PVC (MOQ 100m) |  |  |  |  | View Datasheet
516.016.065 | Digital LHD 88°C Stainless Steel Outer Braid on PVC (MOQ 500m) | 10.57 |  | Digital LHD 88°C Stainless Steel Outer Braid on PVC (MOQ 500m) |  |  |  |  | View Datasheet
516.016.066 | Digital LHD 105°C Stainless Steel Outer Braid on PVC (MOQ 100m) | 10.57 |  | Digital LHD 105°C Stainless Steel Outer Braid on PVC (MOQ 100m) |  |  |  |  | View Datasheet
516.016.068 | Digital LHD 105°C Stainless Steel Outer Braid on PVC (MOQ 500m) | 10.57 |  | Digital LHD 105°C Stainless Steel Outer Braid on PVC (MOQ 500m) |  |  |  |  | View Datasheet
516.016.069 | Digital LHD 185°C Stainless Steel Outer Braid on Nylon (MOQ 100m) | 11.92 |  | Digital LHD 185°C Stainless Steel Outer Braid on Nylon (MOQ 100m) |  |  |  |  | View Datasheet
516.016.071 | Digital LHD 185°C Stainless Steel Outer Braid on Nylon (MOQ 500m) | 11.92 |  | Digital LHD 185°C Stainless Steel Outer Braid on Nylon (MOQ 500m) |  |  |  |  | View Datasheet
516.016.126 | Split Silicone Sleeves for Mounting Analogue/Digital LHD Cable (Pk 100) | 83.2 |  | Split Silicone Sleeves for Mounting Analogue/Digital LHD Cable (Pk 100) |  |  |  |  | View Datasheet
516.016.130 | Intrinsically Safe Barrier Kit for ProReact DiMM, Digital LHD Cable | 2219.58 |  | Intrinsically Safe Barrier Kit for ProReact DiMM, Digital LHD Cable |  |  |  |  | View Datasheet
516.016.150 | ProReact EN Analogue PVC Coated Sensor Cable - 100m Reel | 9.99 |  | ProReact EN Analogue PVC Coated Sensor Cable - 100m Reel |  |  |  |  | View Datasheet
516.016.151 | ProReact EN Analogue PVC Coated Sensor Cable - 250m Reel | 9.99 |  | ProReact EN Analogue PVC Coated Sensor Cable - 250m Reel |  |  |  |  | View Datasheet
516.016.152 | ProReact EN Analogue PVC Coated Sensor Cable - 500m Reel | 9.99 |  | ProReact EN Analogue PVC Coated Sensor Cable - 500m Reel |  |  |  |  | View Datasheet
516.016.153 | ProReact EN Analogue Composite Control Unit and End-of-Line Unit | 1797.75 |  | ProReact EN Analogue Composite Control Unit and End-of-Line Unit |  |  |  |  | View Datasheet
516.016.154 | ProReact EN Analogue Composite Control Unit | 1598.02 |  | ProReact EN Analogue Composite Control Unit |  |  |  |  | View Datasheet
516.016.155 | ProReact EN Analogue Junction Box | 233.04 |  | ProReact EN Analogue Junction Box |  |  |  |  | View Datasheet
516.016.156 | ProReact EN Analogue End-of-Line Unit | 199.74 |  | ProReact EN Analogue End-of-Line Unit |  |  |  |  | View Datasheet
516.016.157 | ProReact EN Analogue Nylon Cable 100m | 12.18 |  | ProReact EN Analogue Nylon Cable 100m |  |  |  |  | View Datasheet
516.016.159 | ProReact EN Analogue Nylon Cable 500m | 12.18 |  | ProReact EN Analogue Nylon Cable 500m |  |  |  |  | View Datasheet
516.016.160 | ProReact EN Analogue Stainless Steel Cable 100m | 14.17 |  | ProReact EN Analogue Stainless Steel Cable 100m |  |  |  |  | View Datasheet
516.016.170 | ProReact EN LHD Cable - 78°C - 100m Reel | 7.32 |  | ProReact EN LHD Cable - 78°C - 100m Reel |  |  |  |  | View Datasheet
516.016.171 | ProReact EN LHD Cable - 78°C - 500m Reel | 7.32 |  | ProReact EN LHD Cable - 78°C - 500m Reel |  |  |  |  | View Datasheet
516.016.172 | ProReact EN LHD Cable - 88°C - 100m Reel | 7.32 |  | ProReact EN LHD Cable - 88°C - 100m Reel |  |  |  |  | View Datasheet
516.016.173 | ProReact EN LHD Cable - 88°C - 500m Reel | 7.32 |  | ProReact EN LHD Cable - 88°C - 500m Reel |  |  |  |  | View Datasheet
516.016.174 | ProReact EN Digital Sensor Control Unit | 1331.67 |  | ProReact EN Digital Sensor Control Unit |  |  |  |  | View Datasheet
516.016.175 | ProReact EN Digital End Of Line | 199.74 |  | ProReact EN Digital End Of Line |  |  |  |  | View Datasheet
516.016.220 | ProReact Dual Height L Clip Zintec (Multiples of 100) | 3.03 |  | ProReact Dual Height L Clip Zintec (Multiples of 100) |  |  |  |  | View Datasheet
516.016.221 | ProReact Standard L Clip 50mm Zintec (Multiples of 100) | 2.84 |  | ProReact Standard L Clip 50mm Zintec (Multiples of 100) |  |  |  |  | View Datasheet
516.016.222 | ProReact Channel Bracket for Flat Surface Zintec | 6.06 |  | ProReact Channel Bracket for Flat Surface Zintec |  |  |  |  | View Datasheet
516.016.223 | ProReact V Clip for Cable Trays, Spring Stainless Steel (Multiples of 100) | 9.12 |  | ProReact V Clip for Cable Trays, Spring Stainless Steel (Multiples of 100) |  |  |  |  | View Datasheet
516.016.224 | ProReact L Clip with Edge Clip Zintec (Multiples of 100) | 10.42 |  | ProReact L Clip with Edge Clip Zintec (Multiples of 100) |  |  |  |  | View Datasheet
516.016.230 | ProReact Dual Height L Clip Stainless Steel (Multiples of 100) | 4.92 |  | ProReact Dual Height L Clip Stainless Steel (Multiples of 100) |  |  |  |  | View Datasheet
516.016.236 | ProReact 110°C Indoor/Outdoor Cable Tie UV & Heat (Multiples of 100) | 43.97 |  | ProReact 110°C Indoor/Outdoor Cable Tie UV & Heat (Multiples of 100) |  |  |  |  | View Datasheet
516.016.237 | ProReact 170°C Indoor Tie Wrap (Multiples of 100) | 454.11 |  | ProReact 170°C Indoor Tie Wrap (Multiples of 100) |  |  |  |  | View Datasheet
516.016.238 | ProReact 170°C Indoor/Outdoor Tie Wrap Stainless Steel (Multiples of 100) | 543.89 |  | ProReact 170°C Indoor/Outdoor Tie Wrap Stainless Steel (Multiples of 100) |  |  |  |  | View Datasheet
516.016.239 | EN LHD Cable - 68°C 100m | 574.75 |  | EN LHD Cable - 68°C 100m |  |  |  |  | View Datasheet
516.016.240 | EN LHD Cable - 68°C 500m | 2873.75 |  | EN LHD Cable - 68°C 500m |  |  |  |  | View Datasheet
ACCESSORIES
Power Supply Units and Batteries
508.031.744 | BXM24/25-U Power Station 2.5A @ 27.6VDC | 515.42 |  | BXM24/25-U Power Station 2.5A @ 27.6VDC | 283 mm x 350 mm x 82 | 2.3 kg to 3 kg | IP30 | 100 VAC to 264 VAC, 47 to 63 Hz | View Datasheet
508.031.745 | BXM24/50-U Power Station 5A @ 27.6VDC | 577.69 |  | BXM24/50-U Power Station 5A @ 27.6VDC | 283 mm x 350 mm x 82 | 2.3 kg to 3 kg | IP30 | 100 VAC to 264 VAC, 47 to 63 Hz | View Datasheet
508.031.746 | BXM24/25-B Power Station 2.5A @ 27.6VDC RS485 | 474.88 |  | BXM24/25-B Microprocessor Controlled Power Station | 283 mm x 350 mm x 82 | 2.3 kg to 3 kg | IP30 | 100 VAC to 264 VAC, 47 to 63 Hz | View Datasheet
508.031.747 | BXM24/50-B Power Station 5A @ 27.6VDC RS485 | 537.48 |  | BXM24/50-B Microprocessor Controlled Power Station | 283 mm x 350 mm x 82 | 2.3 kg to 3 kg | IP30 | 100 VAC to 264 VAC, 47 to 63 Hz | View Datasheet
508.031.752 | BAW50T-24 PSU 24V 1.8A Extended Input Voltage Range | 112.72 |  | BAW50T-24 PSU 24V 1.8A Extended Input Voltage Range | 283 mm x 350 mm x 82 | 1.8 kg | IP30 | 170 VAC to 264 VAC, 47 to 63 Hz | View Datasheet
508.031.753 | BAW75T-24 PSU 24V 2.7A Extended Input Voltage Range | 143.34 |  | BAW75T-24 PSU 24V 2.7A Extended Input Voltage Range | 283 mm x 350 mm x 82 | 1.8 kg | IP30 | 170 VAC to 264 VAC, 47 to 63 Hz | View Datasheet
557.200.732 | Remote 5A PSU/17Ah in Large, Shallow Enclosure | 1406.92 |  | Remote 5A PSU/17Ah in Large, Shallow Enclosure |  |  |  |  | View Datasheet
557.200.733 | Remote 5A PSU/38Ah in Large, Deep Enclosure | 1502.86 |  | Remote 5A PSU/38Ah in Large, Deep Enclosure |  |  |  |  | View Datasheet
PS-12120 | 12 Volt 12 Ampere Battery | 81.66 |  | 12 Volt 12 Ampere Battery |  |  |  |  | View Datasheet
PS-12170 | 12 Volt 17 Ampere Battery | 112.09 |  | 12 Volt 17 Ampere Battery |  |  |  |  | View Datasheet
PS-1221 | 12 Volt 2.1 Ampere Battery | 26.5 |  | 12 Volt 2.1 Ampere Battery |  |  |  |  | View Datasheet
PS-12260 | 12 Volt 26 Ampere Battery | 165.73 |  | 12 Volt 26 Ampere Battery |  |  |  |  | View Datasheet
PS-1230 | 12 Volt 3 Ampere Battery | 33.71 |  | 12 Volt 3 Ampere Battery |  |  |  |  | View Datasheet
PS-12380 | 12 Volt 38 Ampere Battery | 283.49 |  | 12 Volt 38 Ampere Battery |  |  |  |  | View Datasheet
PS-12650 | 12 Volt 65 Ampere Battery | 449.02 |  | 12 Volt 65 Ampere Battery |  |  |  |  | View Datasheet
PS-1270 | 12 Volt 7 Ampere Battery | 38.25 |  | 12 Volt 7 Ampere Battery |  |  |  |  | View Datasheet
Installation Accessories
515.001.034 | Stopper II Surface - Red | 196.56 |  | Stopper II Surface - Red |  |  | IP40 |  | View Datasheet
515.001.035 | Stopper II Surface Mount Weatherproof | 227.38 |  | Stopper II Surface Mount Weatherproof |  |  | IP40 |  | View Datasheet
516.800.915 | 800F Detector Address Flags (PK100) | 72.9 |  | 800F Detector Address Flags (Pack of 100) |  |  |  |  | View Datasheet
516.800.931 | Address Flag Labels Loop A - White | 4.38 |  | Address Flag Labels Loop A - White |  |  |  |  | View Datasheet
516.800.932 | Address Flag Labels Loop B - Yellow | 4.21 |  | Address Flag Labels Loop B - Yellow |  |  |  |  | View Datasheet
516.800.933 | Address Flag Labels Loop C - Purple | 4.21 |  | Address Flag Labels Loop C - Purple |  |  |  |  | View Datasheet
516.800.934 | Address Flag Labels Loop D - Green | 4.21 |  | Address Flag Labels Loop D - Green |  |  |  |  | View Datasheet
516.800.935 | Address Flag Labels Loop E - Grey | 3.89 |  | Address Flag Labels Loop E - Grey |  |  |  |  | View Datasheet
516.800.936 | Address Flag Labels Loop F - Blue | 3.89 |  | Address Flag Labels Loop F - Blue |  |  |  |  | View Datasheet
516.800.937 | Address Flag Labels Loop G - Orange | 3.89 |  | Address Flag Labels Loop G - Orange |  |  |  |  | View Datasheet
516.800.938 | Address Flag Labels Loop H - Red | 3.89 |  | Address Flag Labels Loop H - Red |  |  |  |  | View Datasheet
599.047.011 | Zone Labels - Zones 1-16 | 46.96 |  | Zone Labels Zones 145-160 |  |  |  |  | View Datasheet
599.047.012 | Zone Labels - Zones 17-32 | 41.7 |  | Zone Labels Zones 161-176 |  |  |  |  | View Datasheet
599.047.013 | Zone Labels - Zones 33-48 | 41.7 |  | Zone Labels Zones 177-192 |  |  |  |  | View Datasheet
599.047.014 | Zone Labels - Zones 49-64 | 41.7 |  | Zone Labels Zones 193-208 |  |  |  |  | View Datasheet
599.047.015 | Zone Labels - Zones 65-80 | 41.7 |  | Zone Labels Zones 209-224 |  |  |  |  | View Datasheet
599.047.016 | Zone Labels - Zones 81-100 | 51.3 |  | Zone Labels Zones 225-240 |  |  |  |  | View Datasheet
599.047.018 | Zone Labels - Zones 101-120 | 51.3 |  | Spare Door and Key Set for FC240 | 350 mm x 380 mm x 108 mm | 4 kg | IP30 | 230 VAC -15/+10%, 50/60 Hz | View Datasheet
599.047.019 | Zone Labels - Zones 121-140 | 51.3 |  | Spare Door and Key Set for FC500 Panels | 369 mm x 335 mm x 115 mm | 3 kg | IP30 | 230 VAC 50 Hz -15/+10% | View Datasheet
599.047.020 | Zone Labels - Zones 141-160 | 51.3 |  | Spare Key for FC32/64/128/240 Panel (Pack of 5) | 350 mm x 380 mm x 108 mm | 4 kg | IP30 | 230 VAC -15/+10%, 50/60 Hz | View Datasheet
599.047.021 | Zone Labels - Zones 161-180 | 51.3 |  | Spare Key for FC500 and Repeater (Pack of 5) | 369 mm x 335 mm x 115 mm | 3 kg | IP30 | 230 VAC 50 Hz -15/+10% | View Datasheet
599.047.022 | Zone Labels - Zones 181-200 | 51.3 |  | FC500 Spare Door Kit with LCD & Key | 369 mm x 335 mm x 115 mm | 3 kg | IP30 | 230 VAC 50 Hz -15/+10% | View Datasheet
599.047.023 | Zone Labels - Zones 201-220 | 51.3 |  | Zone Labels - Zones 201-220 |  |  |  |  | View Datasheet
599.047.024 | Zone Labels - Zones 221-240 | 51.3 |  | Zone Labels - Zones 221-240 |  |  |  |  | View Datasheet
599.047.030 | Address Labels 1-250 Loop A - White | 69.23 |  | Address Labels 1-250 Loop A - White |  |  |  |  | View Datasheet
599.047.031 | Address Labels 1-250 Loop B - Yellow | 66.93 |  | Address Labels 1-250 Loop B - Yellow |  |  |  |  | View Datasheet
599.047.032 | Address Labels 1-250 Loop C - Purple | 66.93 |  | Address Labels 1-250 Loop C - Purple |  |  |  |  | View Datasheet
599.047.033 | Address Labels 1-250 Loop D - Green | 66.93 |  | Address Labels 1-250 Loop D - Green |  |  |  |  | View Datasheet
599.047.034 | Address Labels 1-250 Loop E - Grey | 65.85 |  | Address Labels 1-250 Loop E - Grey |  |  |  |  | View Datasheet
599.047.035 | Address Labels 1-250 Loop F - Blue | 65.85 |  | Address Labels 1-250 Loop F - Blue |  |  |  |  | View Datasheet
599.047.036 | Address Labels 1-250 Loop G - Orange | 65.85 |  | Address Labels 1-250 Loop G - Orange |  |  |  |  | View Datasheet
599.047.037 | Address Labels 1-250 Loop H - Red | 65.85 |  | Address Labels 1-250 Loop H - Red |  |  |  |  | View Datasheet
STI-13010FR | Standard Stopper Flush Mount | 123.78 |  | Standard Stopper Flush Mount |  |  | IP40 |  | View Datasheet
STI-13110FR | Indoor or Outdoor Universal Stopper Surface Red | 158.68 |  | Indoor or Outdoor Universal Stopper Surface Red |  |  | IP40 |  | View Datasheet
STI-13120FR | Standard Stopper Surface Mount with Sounder | 259.14 |  | Standard Stopper Surface Mount with Sounder |  |  | IP40 |  | View Datasheet
Detector Test Equipment
516.800.917 | 800RT Detector Removal Tool | 199.82 |  | 800RL Remote LED Indicator |  |  |  |  | View Datasheet
517.001.224 | SOLO704 Adaptor Tube | 157.87 |  | SOLO704 Adaptor Tube |  |  |  |  | View Datasheet
517.001.226 | SOLO101 Extension Pole 1.13m | 311.63 |  | SOLO101 Extension Pole 1.13m |  |  |  |  | View Datasheet
517.001.230 | SOLO100 Telescopic Extension Pole | 1305.17 |  | SOLO100 Telescopic Extension Pole |  |  |  |  | View Datasheet
517.001.237 | TestiFire Smoke Capsule (PK6) | 1104.91 |  | TestiFire Smoke Capsule (PK6) |  |  |  |  | View Datasheet
517.001.238 | TestiFire CO Capsule (PK6) | 1194.19 |  | TestiFire CO Capsule (PK6) |  |  |  |  | View Datasheet
517.001.240 | Solo Universal Removal Tool | 807.84 |  | Solo Universal Removal Tool |  |  |  |  | View Datasheet
517.001.255 | Solo330 Smoke/CO Aerosol Dispenser | 787.89 |  | Solo330 Smoke/CO Aerosol Dispenser |  |  |  |  | View Datasheet
517.001.262 | Solo CO Detector Tester | 70.72 |  | Solo CO Detector Tester |  |  |  |  | View Datasheet
517.001.270 | Scorpion Point Head Unit | 1557.39 |  | Scorpion Point Head Unit |  |  |  |  | View Datasheet
517.001.271 | Scorpion ASD Head Unit | 1557.39 |  | Scorpion ASD Head Unit |  |  |  |  | View Datasheet
517.001.272 | Scorpion Portable Controller | 4108.75 |  | Scorpion Portable Controller |  |  |  |  | View Datasheet
517.001.273 | Solo 770 Battery Baton 3000mAh | 440.32 |  | Solo 770 Battery Baton 3000mAh |  |  |  |  | View Datasheet
517.001.274 | Solo 727 Battery Charger (for Solo 770 Only) | 533.12 |  | Solo 727 Battery Charger (for Solo 770 Only) |  |  |  |  | View Datasheet
517.001.275 | Solo 108 Two Section Pole | 666.08 |  | Solo 108 Two Section Pole |  |  |  |  | View Datasheet
517.001.276 | TestiFire Smoke, Heat & CO Tester with Batteries and Charger | 6284.69 |  | TestiFire Smoke, Heat & CO Tester with Batteries and Charger |  |  |  |  | View Datasheet
517.001.277 | Solo Cordless Heat Detector Tester with Batteries and Charger | 2661.71 |  | Solo Cordless Heat Detector Tester with Batteries and Charger |  |  |  |  | View Datasheet
517.001.279 | Smoke Detector Tester A10s-001 250ml | 99.47 |  | Smoke Detector Tester A10s-001 250ml |  |  |  |  | View Datasheet
517.001.280 | Smoke Detector Tester A10-001 150ml | 64.91 |  | Smoke Detector Tester A10-001 150ml |  |  |  |  | View Datasheet
517.001.281 | Scorpion 8000 Controller | 2818.36 |  | Scorpion 8000 Controller |  |  |  |  | View Datasheet
517.001.282 | Solo 365 Detector Test Kit | 2714.85 |  | Solo 365 Detector Test Kit |  |  |  |  | View Datasheet
517.001.283 | Solo 365 Lithium Ion Battery | 695.18 |  | Solo 365 Lithium Ion Battery |  |  |  |  | View Datasheet
517.001.284 | Solo 365 Replacement Smoke Generator | 929.68 |  | Solo 365 Replacement Smoke Generator |  |  |  |  | View Datasheet
517.001.285 | Solo 365 ASD Adaptor | 423.9 |  | Solo 365 ASD Adaptor |  |  |  |  | View Datasheet
517.001.286 | Solo Pole Bag | 153.24 |  | Solo Pole Bag |  |  |  |  | View Datasheet
517.001.287 | Solo Carrying/Storage Bag | 468.73 |  | Solo Carrying/Storage Bag |  |  |  |  | View Datasheet
517.001.288 | SmokeSabre Test Aerosol | 72.36 |  | SmokeSabre Test Aerosol |  |  |  |  | View Datasheet
517.001.289 | Solo 200 Replacement Grips | 101.15 |  | Solo 200 Replacement Grips |  |  |  |  | View Datasheet
517.001.290 | Solo 330 Silicone Membrane | 79.05 |  | Solo 330 Silicone Membrane |  |  |  |  | View Datasheet
517.001.291 | Solo 365 Cup & Membrane | 371.81 |  | Solo 365 Cup & Membrane |  |  |  |  | View Datasheet
517.001.292 | Solo 365 Universal Charger | 275.2 |  | Solo 365 Universal Charger |  |  |  |  | View Datasheet
517.001.293 | Solo 365 Smoke Cartridges x12 | 1333.1 |  | Solo 365 Smoke Cartridges x12 |  |  |  |  | View Datasheet
517.001.294 | Scorpion 60 Battery Cable | 324.26 |  | Scorpion 60 Battery Cable |  |  |  |  | View Datasheet
517.001.295 | Solo A5 Smoke Test Aerosol | 101.39 |  | Solo A5 Smoke Test Aerosol |  |  |  |  | View Datasheet
Detector Test Equipment XTR2
517.001.401 | TestiFire XTR2 Kit | 5016.48 |  | TestiFire XTR2 Kit |  |  |  |  | View Datasheet
517.001.402 | TestiFire XTR2 Head Unit | 4224.64 |  | TestiFire XTR2 Head Unit |  |  |  |  | View Datasheet
517.001.403 | TestiFire XTR2 9m Test Kit | 8384.11 |  | TestiFire XTR2 9m Test Kit |  |  |  |  | View Datasheet
517.001.404 | TestiFire XTR2 Urban Test Kit | 7747.25 |  | TestiFire XTR2 Urban Test Kit |  |  |  |  | View Datasheet
517.001.405 | XTR2 ASD Adaptor | 396.96 |  | XTR2 ASD Adaptor |  |  |  |  | View Datasheet
517.001.406 | XTR2 Li-Ion Battery Pack | 749.12 |  | XTR2 Li-Ion Battery Pack |  |  |  |  | View Datasheet
517.001.407 | XTR2 Charge Cradle | 510.08 |  | XTR2 Charge Cradle |  |  |  |  | View Datasheet
517.001.408 | XTR2 Charge Kit | 747.68 |  | XTR2 Charge Kit |  |  |  |  | View Datasheet
517.001.409 | XTR2 Car PSU | 92.75 |  | XTR2 Car PSU |  |  |  |  | View Datasheet
517.001.410 | XTR2 Heat Baffle | 46.4 |  | XTR2 Heat Baffle |  |  |  |  | View Datasheet
517.001.411 | XTR2 Smoke Generator | 882.03 |  | XTR2 Smoke Generator |  |  |  |  | View Datasheet
517.001.412 | XTR2 90mm Membrane | 57.97 |  | XTR2 90mm Membrane |  |  |  |  | View Datasheet
517.001.413 | XTR2 162mm Membrane | 130.45 |  | XTR2 162mm Membrane |  |  |  |  | View Datasheet
517.001.414 | XTR2 Stand-off Plate | 48.37 |  | XTR2 Stand-off Plate |  |  |  |  | View Datasheet
517.001.415 | XTR2 Wall PSU | 139.09 |  | XTR2 Wall PSU |  |  |  |  | View Datasheet
517.001.416 | XTR2 Smoke Cartridge 6pk | 1074.67 |  | XTR2 Smoke Cartridge 6pk |  |  |  |  | View Datasheet
PUBLIC ADDRESS & VOICE ALARM
PAVA - Systems
590.000.001 | NEO+8060 Public Address and Voice Alarm System | 10789.24 |  | NEO+8060 Public Address and Voice Alarm System | 483 mm x 88 mm x 455 mm | 13.5 kg |  |  | View Datasheet
590.000.002 | NEO+4250E Extension Controller + 4 Channels up to 1000W | 5511.6 |  | NEO+4250E Extension Controller + 4 Channels up to 1000W |  |  |  |  | View Datasheet
590.000.003 | NEO+4500E Extension Controller + 4 Channels up to 2000W | 7337.18 |  | NEO+4500E Extension Controller + 4 Channels up to 2000W |  |  |  |  | View Datasheet
590.000.004 | NEO+8250E Extension Controller + 8 Channels up to 8000W | 9229.58 |  | NEO+8250E Extension Controller + 8 Channels up to 8000W |  |  |  |  | View Datasheet
590.000.005 | NEO+4500LE Extension Controller 4 Channels up to 2000W | 6326.9 |  | NEO+4500LE Extension Controller 4 Channels up to 2000W |  |  |  |  | View Datasheet
590.000.006 | LDA Direct Link - Advanced Communication Platform | 1854.89 |  | LDA Direct Link - Advanced Communication Platform |  |  |  |  | View Datasheet
590.001.006 | ZES22 - Audio over Ethernet Converter 4 Channels | 2458.04 |  | ZES-22 Digital Audio Matrix | 483 mm x 266 mm x 88 mm | 4.7 kg |  | 24 VDC | View Datasheet
590.001.007 | MS40 - Battery Charger 24V, 960W Power-3600 24V 6A | 3098.38 |  | MS40 - Battery Charger 24V, 960W Power-3600 24V 6A |  |  |  |  | View Datasheet
590.001.008 | MS150 - Battery Charger 24V, 3600W SLAT SON 24V 12A | 4517.43 |  | MS150 - Battery Charger 24V, 3600W SLAT SON 24V 12A |  |  |  |  | View Datasheet
590.001.009 | BTL12-45 - 45Ah 12V Battery | 1578.85 |  | BTL12-45 - 45Ah 12V Battery |  |  |  |  | View Datasheet
590.001.010 | BTL12-120 - 120Ah 12V Battery | 1397.06 |  | BTL12-120 - 120Ah 12V Battery |  |  |  |  | View Datasheet
590.001.012 | VCC64PSK - Communication and Power Supply Adapter RJ-45 | 498.46 |  | VCC-64PSK Communication and Power Supply Adapter RJ-45 |  | 120 g |  | 24 VDC | View Datasheet
590.001.013 | VCC64 - Channel and Volume Controller | 433.04 |  | VCC−64 Volume and Channel Control | 86 mm x 86 mm x 50 mm | 200 g |  | 24 VDC | View Datasheet
590.001.014 | AT-6.0 Constant Impedance Rotary Attenuator with Priority | 77.87 |  | AT-6.0 Constant Impedance Rotary Attenuator with Priority |  |  |  |  | View Datasheet
590.001.015 | AT-25 Constant Impedance Rotary Attenuator with Priority | 245.26 |  | AT-25 Constant Impedance Rotary Attenuator with Priority |  |  |  |  | View Datasheet
590.001.017 | RCD21 Player CD/USB | 1393.14 |  | RCD21 Player CD/USB |  |  |  |  | View Datasheet
590.001.018 | 65Ah 12 Volt Battery | 1238.52 |  | 65Ah 12 Volt Battery |  |  |  |  | View Datasheet
590.001.019 | 150Ah 12 Volt Battery | 1652.15 |  | 150Ah 12 Volt Battery |  |  |  |  | View Datasheet
590.002.001 | ONE500 - Compact Public Address and Voice Alarm System | 4862.95 |  | UHF433 Transmitter | 483 mm x 88 mm x 260 mm | 5 Kg |  |  | View Datasheet
590.002.002 | ONEBC1 - SD Card for Activation of Battery Charger | 775.92 |  | ONEBC1 - SD Card for Activation of Battery Charger |  |  |  |  | View Datasheet
590.002.003 | ONEWMA - Wall Mounting Kit for ONE-500 | 252.15 |  | ONE-WMA Wall Mounting Kit | 483 mm x 88 mm x 260 mm | 2.5 kg |  |  | View Datasheet
590.002.004 | ONERMA - Rack Mounting Kit for 19" Rack Cabinet | 646.61 |  | LA-800S - Slave Active Ceiling Speaker 40W |  |  |  |  | View Datasheet
590.002.005 | ONERMA2 - Rack Fixed Mounting Kit for 19" Rack Cabinet | 77.68 |  | SL-161 – Active Column Speaker 16-1 60W |  |  |  |  | View Datasheet
590.002.008 | 10 x ONE Network Card | 2481.01 |  | LDA NEO 8060 MKII - Public Address and Voice Alarm System |  |  |  |  | View Datasheet
590.002.010 | PTT Microphone for ONE500 | 325.48 |  | PTT Microphone for ONE500 | 483 mm x 88 mm x 260 mm | 5 Kg |  |  | View Datasheet
590.005.001 | NEOCTRLSW - Neo Control Software | 972.57 |  | NEOCTRLSW - Neo Control Software |  |  |  |  | View Datasheet
590.006.001 | Scandinavian Lock & Key | 243.11 |  | Scandinavian Lock & Key |  |  |  |  | View Datasheet
590.010.001 | A1 - Paging Microphone | 609.04 |  | A1 - Paging Microphone |  |  |  | 5V DC, 200mA | View Datasheet
590.010.002 | MPS8Z - Multi-Zone Paging Microphone | 1173.52 |  | MPS8Z - Multi-Zone Paging Microphone |  |  |  | 5V DC, 200mA | View Datasheet
590.010.003 | MPS8K - Expansion Unit | 1001.77 |  | MPS8K - Expansion Unit |  |  |  |  | View Datasheet
590.010.004 | VAP1 - Voice Alarm Panel | 1290.94 |  | VAP−1 Voice Alarm Panel | 483 mm x 222 mm x 88 mm | 4.2 kg |  | 24 VDC | View Datasheet
590.010.005 | VAP8K - Expansion Unit | 1001.77 |  | VAP-8K Expansion Keyboard |  | 1.2 kg |  | 24 VDC | View Datasheet
590.010.006 | VAP1EC - Blank Block for Voice Alarm Panel | 151.48 |  | VAP-1EC Blank Block for Emergency Panel | 483 mm x 88 mm x 455 mm | 0.8 kg |  |  | View Datasheet
590.010.007 | RACK4ALT - 4U Wall-Mounted Rack Cabinet | 326.52 |  | RACK-4ALT Wall-Mounted Rack Cabinet | 266 mm x 553 mm x 600 mm | 32 kg |  |  | View Datasheet
590.010.008 | RACK6ALT - 6U Wall-Mounted Rack Cabinet | 650.13 |  | RACK-6ALT Wall-Mounted Rack Cabinet | 370 mm x 553 mm x 600 mm | 36 kg |  |  | View Datasheet
590.010.009 | TFL2 - End of Line Device | 232.65 |  | TFL-2 End of Line Device |  |  |  |  | View Datasheet
590.010.010 | LDA Nexo AES67 Digital Audio Converter Dante | 3262.64 |  | LDA Nexo AES67 Digital Audio Converter Dante |  |  |  |  | View Datasheet
590.010.011 | MPS-8Z+ | 1729.85 |  | MPS-8Z+ |  |  |  |  | View Datasheet
590.010.012 | Expansion Module for MPS-8Z+ | 1302.35 |  | Expansion Module for MPS-8Z+ |  |  |  |  | View Datasheet
590.010.013 | VAP1-FES Fire Brigade Control | 4186.88 |  | VAP1-FES Fire Brigade Control |  |  |  |  | View Datasheet
590.010.014 | EVAC CTRL Mono-Site Control | 3566.35 |  | EVAC CTRL Mono-Site Control |  |  |  |  | View Datasheet
590.010.015 | EVAC CTRL Platform Multi-Site | 2853.09 |  | EVAC CTRL Platform Multi-Site |  |  |  |  | View Datasheet
590.010.016 | EVAC Cloud | 1733.33 |  | EVAC Cloud |  |  |  |  | View Datasheet
590.010.017 | 1 Year Subscription EVAC Service | 1346.9 |  | 1 Year Subscription EVAC Service |  |  |  |  | View Datasheet
590.010.018 | EN54 Network Switch | 3497.7 |  | EN54 Network Switch |  |  |  |  | View Datasheet
590.010.019 | Industrial FO Media Converter | 1153.1 |  | Industrial FO Media Converter |  |  |  |  | View Datasheet
590.010.020 | MFB-FX 100Mbits 1310nm 2km | 175.1 |  | MFB-FX 100Mbits 1310nm 2km |  |  |  |  | View Datasheet
590.010.021 | SFP-GSM-20K for EN54 Network | 230.4 |  | SFP-GSM-20K for EN54 Network |  |  |  |  | View Datasheet
590.010.022 | SFP-GMM-2K for EN54 Network | 271.16 |  | SFP-GMM-2K for EN54 Network |  |  |  |  | View Datasheet
590.010.023 | Red Wall-Mounted Rack VAP-1 | 1237.96 |  | Red Wall-Mounted Rack VAP-1 | 259mm x 132mm x 50mm | 1 Kg |  |  | View Datasheet
590.011.001 | 12U Rack Cabinet | 3209.18 |  | 12U Rack Cabinet |  |  |  |  | View Datasheet
590.011.002 | 24U Rack Cabinet | 4419.14 |  | 24U Rack Cabinet |  |  |  |  | View Datasheet
590.011.003 | 42U Rack Cabinet | 3554.11 |  | 42U Rack Cabinet |  |  |  |  | View Datasheet
590.011.016 | Electrical Protection 12U | 1574.51 |  | Electrical Protection 12U |  |  |  |  | View Datasheet
590.011.017 | Electrical Protection 24U | 2247.37 |  | Electrical Protection 24U |  |  |  |  | View Datasheet
590.011.018 | Electrical Protection 42U | 2817.46 |  | Electrical Protection 42U |  |  |  |  | View Datasheet
PAVA - Speakers
590.003.001 | CH32TN 3" Ceiling Speaker + Dome | 62.54 |  | CH32TN 3" Ceiling Speaker + Dome | 190 mm x 82 mm | 0.7 Kg | IP21 | 100 V / 70 V | View Datasheet
590.003.003 | CH42TN 6" Ceiling Speaker + Dome | 67.49 |  | CH42TN 6" Ceiling Speaker + Dome |  |  |  |  | View Datasheet
590.003.005 | DS60TN1 - 5" Wall Mount Speaker | 106.16 |  | DS60TN1 - 5" Wall Mount Speaker |  |  |  |  | View Datasheet
590.003.006 | PCP20TN - 5" IP65 Anti-Vandal Cylindrical Projector | 178.05 |  | PCP20TN - 5" IP65 Anti-Vandal Cylindrical Projector |  | 1.6 Kg | IP65 | 100 V / 70 V | View Datasheet
590.003.007 | PCM20TN1 - 5" IP65 Anti-Vandal Cylindrical Projector | 246.73 |  | PCM20TN1 - 5" IP65 Anti-Vandal Cylindrical Projector |  |  |  |  | View Datasheet
590.004.005 | PCM220TN - 5.25" IP65 Anti-Vandal Bidirectional Projector | 361.93 |  | PCM220TN - 5.25" IP65 Anti-Vandal Bidirectional Projector | 140 mm x195 mm | 3.23 Kg | IP65 | 100 V / 70 V | View Datasheet
590.004.009 | Horn Speaker PS-15TN | 175.05 |  | Horn Speaker PS-15TN |  |  |  |  | View Datasheet
590.004.010 | Horn Speaker PS-30TN | 227.68 |  | Horn Speaker PS-30TN |  |  |  |  | View Datasheet
590.004.014 | NB-50TN 6W | 77.8 |  | NB-50TN 6W |  |  |  |  | View Datasheet
590.004.016 | PSP20TN 20W | 185.2 |  | PSP20TN 20W |  |  |  |  | View Datasheet
Total items: 675